## Sheet1
itm_cd | vsn | des | ve_cd | related_itm_cd | drop_cd | drop_dt | mnr_cd | mnr_des | mjr_cd | mjr_des | cat_cd | itm_tp_cd | lst_act_dt | ret_prc_chng_dt | style_cd | create_dt | ext_des | itm_manufacturer | grade | warrantable | inventory | sla | Unit_Cost
283205 | 4357 | HANDLE PKGE; GRIDDLE - ENC. | verm | - | pen | 1998-07-23 00:00:00 | fpacc | accessories | fp | fireplaces | gen | par | 1998-07-23 | 2009-01-21 00:00:00 | - | 1998-07-23 |  | - | - | y | y | - | 0
670659 | DO NOT USE 61 | ICE MAKER FOR SXS | mayt | - | err | 1998-07-23 00:00:00 | rfacc | accessories | ref | refrigerators | gen | inv | 2002-01-23 | 1998-07-09 00:00:00 | - | 1998-08-10 |  | - | - | y | y | - | 47
984098 | DO NOT USE 69 | DO NOT USE | omc | - | dnu | 1998-10-28 00:00:00 | bqprt | parts | bbq | bbqs | gen | inv | 2002-01-23 | 1998-10-28 00:00:00 | - | 1998-10-28 |  | - | - | n | y | - | 0
591964 | DO NOT USE 71 | DO NOT USE | daco | 125526 | dnu | 1998-08-10 00:00:00 | rgacc | accessories | rnga | range access. | gen | inv | 2002-01-23 | 1998-06-19 00:00:00 | - | 1999-01-22 |  | - | - | y | y | - | 48
156062 | DO NOT USE 1 | BRICK PANELS FOR P36 | rege | - | dns | 1998-06-30 00:00:00 | fpacc | accessories | fp | fireplaces | - | par | 2002-01-23 | 2009-01-21 00:00:00 | - | 1999-03-16 |  | - | - | y | y | - | 0
204312 | DO NOT USE 67 | TRIM STRIP FOR SLIDE IN | mayt | - | dns | 1998-08-10 00:00:00 | rgacc | accessories | rnga | range access. | gen | inv | 2002-01-23 | 1998-03-02 00:00:00 | - | 1999-03-16 |  | - | - | y | y | - | 0
226692 | DO NOT USE 9 | GOLD GLASS TRIM FOR BAY WINDOW | rege | - | dns | 1998-06-30 00:00:00 | fpacc | accessories | fp | fireplaces | - | par | 2002-01-23 | 2009-01-21 00:00:00 | - | 1999-03-16 |  | - | - | y | y | - | 0
290792 | DO NOT USE 10 | ADORN CAST FRONT | valo | - | pen | 1998-07-27 00:00:00 | fpacc | accessories | fp | fireplaces | gen | par | 2002-01-23 | 2009-01-21 00:00:00 | - | 1999-03-19 |  | - | - | y | y | - | 0
939988 | DO NOT USE 7 | ASTROCAPTM DVSTOVE VENT KIT | rege | - | dns | 1999-09-20 00:00:00 | fpacc | accessories | fp | fireplaces | - | par | 2002-01-23 | 2009-01-21 00:00:00 | - | 1999-09-20 |  | - | - | n | y | - | 193
269537 | 025-16673-000 | FUSIBLE LINK,300F F/YORK | fron | - | - | - | hfprt | parts | furn | furnace | fue | par | 2007-11-20 | 2009-01-21 00:00:00 | gas | 1999-09-26 |  | york | - | n | y | - | 41.3
306698 | 228-14173-00 | BURNER,F/MIITW40,50,75S5CN-8,7 | fron | - | - | - | whprt | parts | wh | water heater | brm | par | 2008-06-24 | 2009-01-21 00:00:00 | gas | 1999-09-26 | 5T REPLACES 243-38729-05 | bradford white | - | n | y | - | 30.82
485587 | PGA38TJ022 | PILOT ASSEMBLY,NLA | fron | - | - | - | blprt | parts | bl | boiler | - | par | 2000-08-09 | 2009-01-21 00:00:00 | gas | 1999-09-26 |  | white-rodgers | - | n | y | - | 39.86
177569 | 62-2269-92 | IGNITOR,-NLA, USE 62-22669-92 | ehsw | - | - | - | hfprt | parts | furn | furnace | - | par | 2000-12-21 | 2009-01-21 00:00:00 | gas | 1999-10-03 |  | rheem | - | n | y | - | 34.95
244008 | 10390-T501 | BURNER,F/BROIL KING 550,750,95 | ehsw | - | - | - | bqprt | parts | bbq | bbqs | brm | par | 2006-05-17 | 2009-01-21 00:00:00 | gas | 1999-10-03 | 0,BUILT 92 & LATER | onward multicorp | - | n | y | - | 37.42
333383 | 2411772700 | RELAY,BLOWER-USE 024-11772-700 | ehsw | - | - | - | hfprt | parts | furn | furnace | - | par | 2001-11-26 | 2009-01-21 00:00:00 | gas | 1999-10-03 |  | york | - | n | y | - | 36.79
340855 | 150 | CONTROL,FEED PUMP | fron | - | - | - | cblpr | parts | cbl | boilers | com | par | 2006-02-13 | 2009-01-21 00:00:00 | gas | 1999-10-03 |  | mcdonnell miller | - | n | y | - | 561.77
465606 | WHC1001-XM | TRANSFORMER,F/VOYAGER CSSV | ehsw | - | dns | 2002-03-21 00:00:00 | blprt | parts | bl | boiler | trf | par | 1999-11-04 | 2009-01-21 00:00:00 | gas | 1999-10-03 |  | icp | - | n | y | - | 26
576650 | 86-7100-0230 | ROD,- DO NOT USE, USE PK86-710 | fron | - | - | - | blprt | parts | bl | boiler | - | par | 2001-03-23 | 2009-01-21 00:00:00 | gas | 1999-10-03 |  | peterson kelley | - | n | y | - | 50.05
465579 | WHC1001-XMR | TRANSFORMER,F/VOYAGER CSSV | fron | - | - | - | blprt | parts | bl | boiler | trf | par | 1999-11-04 | 2009-01-21 00:00:00 | gas | 1999-11-04 |  | icp | - | n | y | - | 33
177595 | 62-22669-92 | IGNITOR HSI 120V F/RHEEM RGEC | wtbn | - | - | - | hfprt | parts | furn | furnace | hsi | par | 2023-02-18 | 2013-01-26 00:00:00 | gas | 1999-12-03 | RGED UGEO | rheem | - | n | y | - | 126.72
139817 | 32425007000 | VENTOR MOTOR FOR YORK REPLACES | wtbn | - | - | - | hfprt | parts | furn | furnace | vea | par | 2023-02-18 | 2013-01-26 00:00:00 | gas | 2000-02-09 | REPLACES 324-25007-000. INCLUDES GASKET. | york | - | n | y | - | 851.46
228413 | 53DS-900-08 | TUBING KIT,NLA | car | - | dns | 2002-03-21 00:00:00 | acprt | parts | ac | air conditioning | - | par | 2004-03-24 | 2009-01-21 00:00:00 | elec | 2000-05-10 |  | carrier | - | n | y | - | 110
230595 | 53DS-900-018 | GUARD KIT,INDOOR F/40QA036,E03 | car | - | - | - | acprt | parts | ac | air conditioning | mis | par | 2003-01-30 | 2009-01-21 00:00:00 | elec | 2000-05-10 | 6 | carrier | - | n | y | - | 63
231629 | 53DS-900-048 | FILTER KIT,CARBON F/40QNB012,E | car | - | - | - | acprt | parts | ac | air conditioning | fig | par | 2003-01-30 | 2009-01-21 00:00:00 | elec | 2000-05-10 | 012 | carrier | - | n | y | - | 90
229960 | 53DS-900-078 | MOUNT KIT,WALL F/38HDL048-060 | car | - | - | - | acprt | parts | ac | air conditioning | mis | par | 2000-05-11 | 2009-01-21 00:00:00 | elec | 2000-05-11 |  | carrier | - | n | y | - | 303
231482 | 53DS-900-060 | CONTROLLER,LOW AMBIENT | car | - | - | - | acprt | parts | ac | air conditioning | mis | par | 2003-01-28 | 2009-01-21 00:00:00 | elec | 2000-05-11 |  | carrier | - | n | y | - | 208
231546 | 53DS-900-008 | TUBING KIT,INSULATED 25' | car | - | - | - | acprt | parts | ac | air conditioning | tub | par | 2000-05-11 | 2009-01-21 00:00:00 | elec | 2000-05-11 |  | carrier | - | n | y | - | 107
576636 | 86-7100-230 | ROD,DO NOT USE, USE PK86-7100- | fron | - | - | - | blprt | parts | bl | boiler | - | par | 2001-03-23 | 2009-01-21 00:00:00 | gas | 2000-08-09 |  | ej walsh | - | n | y | - | 50.05
485672 | PG9A38TJ022 | PILOT ASSEMBLY,F/LAARS EPG | fron | - | - | - | blprt | parts | bl | boiler | pta | par | 2000-08-10 | 2009-01-21 00:00:00 | gas | 2000-08-10 |  | white-rodgers | - | n | y | - | 39.86
504781 | S39232D002 | CAPACITOR,RUN 7.5MFD 370V F/G6 | don | - | - | - | hfprt | parts | furn | furnace | cpr | par | 2007-04-18 | 2009-01-21 00:00:00 | gas | 2000-09-15 | A100 | armstrong | - | n | y | - | 10.28
505356 | S38872B001 | MOTOR,DD 1/2HP F/ARMSTRONG G6A | don | - | - | - | hfprt | parts | furn | furnace | mor | par | 2007-04-18 | 2009-01-21 00:00:00 | gas | 2000-09-15 | 100DC1414C | don park | - | n | y | - | 143.6
178024 | 6222868-93 | IGNITOR,- NLA, USE 62-22868-93 | fron | - | - | - | hfprt | parts | furn | furnace | - | par | 2001-03-23 | 2009-01-21 00:00:00 | gas | 2000-09-18 |  | rheem | - | n | y | - | 31.3
187902 | 70-22436-02 | MOTOR AIR VENTOR F/RGED0GEMAED | wtbn | - | - | - | hfprt | parts | furn | furnace | vea | par | 2011-04-07 | 2013-01-26 00:00:00 | gas | 2000-10-05 |  | rheem | - | n | y | - | 192.78
269847 | 024232-38001 | MOTOR,- NLA, USE 024-23238-001 | york | - | - | - | hfprt | parts | furn | furnace | - | par | 2001-05-02 | 2009-01-21 00:00:00 | gas | 2000-10-05 |  | york | - | n | y | - | 172.5
217678 | 51-23012-41 | PROTECH TRIPSAVER FURNACE | wtbn | - | - | - | hfprt | parts | furn | furnace | mor | par | 2024-08-28 | 2009-03-16 00:00:00 | gas | 2000-10-20 | MOTOR - 1/6 TO 1/2 HP 120/1/60 (1075 RPM/4 SPEED) | rheem | - | n | y | b | 268.48
142645 | 320819-301 | PLATE,MOTOR F/CARRIER 395CAV,5 | wtbn | - | - | - | hfprt | parts | furn | furnace | mis | par | 2015-04-20 | 2013-01-26 00:00:00 | gas | 2000-10-24 | 8SSC | carrier | - | n | y | b | 84.74
185985 | 60-22525-06 | VALVE,GAS F/RGJE-10DCBEA | fron | - | - | - | hfprt | parts | furn | furnace | gvc | par | 2009-02-26 | 2009-02-26 00:00:00 | gas | 2000-10-24 |  | rheem | - | n | y | - | 237.59
105678 | 4000-3916-013 | MOTOR,ZONE VALVE 24V F/V8043F | fron | - | - | - | blprt | parts | bl | boiler | mor | par | 2007-12-31 | 2009-01-21 00:00:00 | gas | 2000-10-25 |  | honeywell | - | n | y | - | 69.33
280827 | 0010-0022RP | CARTRIDGE ASSEMBLY,F/BF2 PUMP | fron | - | dns | 2002-03-21 00:00:00 | blprt | parts | bl | boiler | - | par | 2003-04-01 | 2009-01-21 00:00:00 | gas | 2000-10-31 |  | taco | - | n | y | - | 110.8
273958 | 026-23830-700 | WHEEL,BLOWER,F/YORK P9VED1101A | fron | - | - | - | hfprt | parts | furn | furnace | blw | par | 2008-11-05 | 2009-01-21 00:00:00 | gas | 2000-11-01 | REPLACES 026-15272-700 | york | - | n | y | - | 65.28
282648 | 0010-022RP | CARTRIDE ASSY WATER, 1/120V, | fron | - | - | - | blprt | parts | bl | boiler | bwp | par | 2007-10-31 | 2009-01-21 00:00:00 | gas | 2000-11-01 | F/GRUNDFOS BF2 PUMP | taco | - | n | y | - | 79.72
454857 | SRV100-510 | SWITCH,FAN F/HEAT N GLO 5000 G | tgws | - | - | - | fpprt | parts | fp | fireplaces | fac | par | 2000-11-03 | 2009-01-21 00:00:00 | gas | 2000-11-01 | DV | heat'n'glo | - | n | y | - | 19.95
296723 | 028-12452-000 | PAN,CONDENSATE-NLA USE 328-124 | york | - | - | - | hfprt | parts | furn | furnace | mis | par | 2001-11-15 | 2009-01-21 00:00:00 | gas | 2000-11-02 | 52-000 | york | - | n | y | - | 15.5
456450 | SRV446-511 | THERMOCOUPLE,F/HEAT N GLOW 600 | don | - | - | - | fpprt | parts | fp | fireplaces | thc | par | 2012-10-24 | 2012-10-24 00:00:00 | gas | 2000-11-08 | 0DVTF6-SL36 | heat'n'glo | - | n | y | - | 34.8
217709 | 51-23012-31 | MOTOR,DD 1/2HP 3SPD 1075RPM 11 | don | - | - | - | hfprt | parts | furn | furnace | mor | par | 2011-08-17 | 2013-01-26 00:00:00 | gas | 2000-11-09 | 5V REV REQ 10MFD CAP 5" SHAFT 5.5" DIA REPLACES 51-18828-11 REPLACES R6-R43587 | rheem | - | n | y | - | 84.29
143363 | 324-25960-00 | VENTOR,- USE 324-25960-000 | york | - | dns | 2002-03-21 00:00:00 | hfprt | parts | furn | furnace | vea | par | 2007-09-28 | 2009-01-21 00:00:00 | gas | 2000-11-16 |  | coleman | - | n | y | - | 257.42
140243 | 32425960000 | VENTOR MOTOR ASSY. F/YORK | wtbn | - | - | - | hfprt | parts | furn | furnace | vea | par | 2023-02-10 | 2013-01-26 00:00:00 | gas | 2000-11-17 | PCLU-LD12N080A,DGU08012UB, REPLACES 324-25960-000, 373-14249-701 AND A165 | york | - | n | y | a | 895.78
128402 | 42-229050-07 | SWITCH,- DO NOT USE,USE 42-229 | pwmt | - | - | - | hfprt | parts | furn | furnace | - | par | 2001-03-26 | 2009-01-21 00:00:00 | gas | 2000-11-20 |  | rheem | - | n | y | - | 44
432639 | JV125/160 | VENTOR,F/TELEDYNE JVT-160NDI | ngpl | - | - | - | blprt | parts | bl | boiler | vea | par | 2000-12-07 | 2009-01-21 00:00:00 | gas | 2000-12-07 |  | teledyne laars | - | n | y | - | 504
505651 | S36453B001 | FLAME SENSOR,F/ARMSTRONG EG6F8 | don | - | - | - | hfprt | parts | furn | furnace | flr | par | 2007-04-18 | 2009-01-21 00:00:00 | gas | 2000-12-08 | 0DC12 | armstrong | - | n | y | - | 4.88
187800 | 70-24033-01 | VENTOR MOTOR ASSEMBLY WITH | wtbn | - | - | - | hfprt | parts | furn | furnace | vea | par | 2023-02-28 | 2023-02-28 00:00:00 | gas | 2000-12-12 | GASKET, 115V FOR RHEEM MODEL RGRA09EZA | rheem | - | n | y | a | 359.23
177296 | 62-22868-93 | IGNITOR HOT SURFACE, FOR RHEEM | wtbn | 255446 | - | - | hfprt | parts | furn | furnace | hsi | par | 2015-08-13 | 2013-01-26 00:00:00 | gas | 2000-12-27 | /RUUD REPLACES 62-22441-01 AND 62-22868-02 | rheem | - | n | y | - | 37.04
140459 | 324-25960-700 | VENTOR MOTOR,F/LUXAIRE PELU-LD | york | - | - | - | hfprt | parts | furn | furnace | vea | par | 2007-01-22 | 2009-01-21 00:00:00 | gas | 2001-01-09 | 12N | coleman | - | n | y | - | 344.39
125829 | 4725349-05 | LIMIT,180-200F F/RHEEM RGDG075 | pwmt | - | - | - | hfprt | parts | furn | furnace | hlc | par | 2001-01-15 | 2009-01-21 00:00:00 | gas | 2001-01-15 | AUEA | rheem | - | n | y | - | 6.7
456300 | SRV60-510A | PILOT ASSEMBLY,F/HEATNGLO 5000 | tgws | - | - | - | fpprt | parts | fp | fireplaces | pta | par | 2009-02-05 | 2009-02-05 00:00:00 | gas | 2001-01-25 | GDV | heat'n'glo | - | n | y | - | 75.42
564487 | STASTEEL55X1 | HANDLE 1" DIAM X 55-1/8 | subz | - | - | - | rfacc | accessories | ref | refrigerators | gen | inv | 2002-02-13 | 2002-02-13 00:00:00 | - | 2001-02-19 |  | - | - | n | y | - | 175
152373 | HEDVK25 | 25' VENT KIT | verm | - | - | - | fpacc | accessories | fp | fireplaces | gen | par | 2003-06-06 | 2009-01-21 00:00:00 | - | 2001-02-28 |  | - | - | n | y | - | 96.12
502443 | 7TDVSKVA | VERTICAL VENT TERMINATION KIT | verm | - | - | - | fpacc | accessories | fp | fireplaces | gen | par | 2003-09-25 | 2009-01-21 00:00:00 | - | 2001-02-28 |  | - | - | n | y | - | 122.04
134357 | 42-25104-06 | RELAY,FAN F/RUUD UGDA10EEBGA | pwmt | - | - | - | hfprt | parts | furn | furnace | res | par | 2005-11-16 | 2009-01-21 00:00:00 | gas | 2001-03-22 |  | ruud | - | n | y | - | 13.51
129267 | 42-22905-07 | SWITCH,PRESSURE F/RHEEM RGEDO7 | pwmt | - | - | - | hfprt | parts | furn | furnace | swp | par | 2008-10-14 | 2009-01-21 00:00:00 | gas | 2001-03-26 | EMAGB | rheem | - | n | y | - | 72.04
592223 | CRMANDPR001A01 | DAMPER,MINIMUM FRESH AIR | car | - | - | - | crtpr | parts | crtu | roof top units | mis | par | 2007-09-27 | 2009-01-21 00:00:00 | gas | 2001-04-11 |  | carrier | - | n | y | - | 85
298457 | 026-34642-00 | MOTOR MOUNT,- NLA USE 026-3464 | york | - | - | - | hfprt | parts | furn | furnace | - | par | 2002-11-04 | 2009-01-21 00:00:00 | gas | 2001-04-23 | 2-000 | evcon | - | n | y | - | 20
298388 | 026-34642-000 | MOTOR MOUNT,F/COLEMAN DGUD816 | york | - | - | - | hfprt | parts | furn | furnace | mor | par | 2001-04-26 | 2009-01-21 00:00:00 | gas | 2001-04-26 |  | coleman | - | n | y | - | 20
450153 | UP1542BUC5 | PUMP,CIRC INNERZONE | fron | - | - | - | whprt | parts | wh | water heater | mor | par | 2010-03-16 | 2010-03-16 00:00:00 | gas | 2001-05-29 |  | grundfos | - | n | y | - | 207.51
137789 | 317-905-401 | VALVE,SUCTION - USE 317905-401 | car | - | dns | 2002-03-21 00:00:00 | acprt | parts | ac | air conditioning | - | par | 2001-08-09 | 2009-01-21 00:00:00 | elec | 2001-06-12 |  | carrier | - | n | y | - | 33.4
139742 | 317905-401 | SERVICE VALVE,SUCTION 5/8" | wtbn | - | - | - | acprt | parts | ac | air conditioning | mis | par | 2015-08-24 | 2013-01-26 00:00:00 | elec | 2001-06-14 | FOR CARRIER MODEL #38TKB024 | carrier | - | n | y | - | 321.93
505305 | S39232D001 | CAPACITOR,RUN 4MFD 370V F/MAGI | ozzc | - | - | - | hfprt | parts | furn | furnace | cpr | par | 2003-11-04 | 2009-01-21 00:00:00 | gas | 2001-07-11 | CPAK | magic pak | - | n | y | - | 13.56
298934 | 026-32284-700 | WHEEL,ASSEMBLY F/YORK | fron | - | - | - | hfprt | parts | furn | furnace | whl | par | 2006-02-06 | 2009-01-21 00:00:00 | gas | 2001-11-05 |  | york | - | n | y | - | 229.59
173985 | 6022525-06 | GAS VALVE, F/MILLER-NORDYNE CR | ngpl | - | - | - | hfprt | parts | furn | furnace | gvc | par | 2001-11-19 | 2009-01-21 00:00:00 | gas | 2001-11-19 | FYUA075A08E | miller-nordyne | - | n | y | - | 155.54
177689 | 6222578-02 | IGNITION MODULE,HSI,MILLER/NOR | ngpl | - | - | - | hfprt | parts | furn | furnace | igm | par | 2001-11-19 | 2009-01-21 00:00:00 | gas | 2001-11-19 | DYNE F/CRFYVA075A08E | miller-nordyne | - | n | y | - | 132.13
212856 | 5039300-004 | WHEEL,BLOWER DD 10X10 CLOCKWIS | fron | - | - | - | hfprt | parts | furn | furnace | blw | par | 2002-01-02 | 2009-01-21 00:00:00 | gas | 2002-01-02 | E ROTATION 1/2" BORE | icp | - | n | y | - | 65.19
185993 | 60-22525-05 | VALVE,GAS F/RHEEM RGED07EMAG8 | don | - | - | - | hfprt | parts | furn | furnace | gvc | par | 2011-04-07 | 2013-01-26 00:00:00 | gas | 2002-01-03 |  | rheem | - | n | y | - | 136.54
120562 | 47-25350-01 | LIMIT,190F F/RHEEM HF RGRA-09E | pwmt | - | - | - | hfprt | parts | furn | furnace | hlc | par | 2023-02-20 | 2009-01-21 00:00:00 | gas | 2002-01-09 | ZAJB | rheem | - | n | y | b | 6.86
172838 | 6022525-05 | VALVE,GAS F/RHEEM | bvtd | - | - | - | hfprt | parts | furn | furnace | gvc | par | 2002-01-16 | 2009-01-21 00:00:00 | gas | 2002-01-16 |  | rheem | - | n | y | - | 133.72
632384 | AS-61164-83 | CELL F/PRIMARY HT EXCHANGER F/ | don | - | - | - | hfprt | parts | furn | furnace | mis | par | 2011-01-06 | 2010-04-01 00:00:00 | gas | 2002-02-06 | RHEEM UGEB07ECFB. INDIVIDUAL CELLS | rheem | - | n | y | - | 82.01
528306 | 89K14 | HEAT EXCHANGER,F/LENNOX G14Q3- | lenn | 385095 | dns | 2009-07-07 00:00:00 | hfprt | parts | furn | furnace | mis | par | 2009-07-07 | 2009-01-21 00:00:00 | gas | 2002-02-12 | 80C21 | lennox | - | n | y | - | 1549.34
190079 | 10020400010 | REOSTAT,F/POLARIS HV100DHW | tpmz | - | - | - | hfprt | parts | furn | furnace | mis | par | 2005-10-10 | 2009-01-21 00:00:00 | gas | 2002-03-28 |  | polaris | - | n | y | - | 78.38
718345 | 82630-- | ORIFICE F/GSW 5G50ENA-02 | fron | - | - | - | chfpr | parts | cfurn | furnaces | ore | par | 2022-02-15 | 2009-01-21 00:00:00 | gas | 2002-05-27 |  | - | - | n | y | - | 1.2
251120 | 51-23055-11 | MOTOR CONDENSOR DD 1/5HP 1SPD | wtbn | - | - | - | acprt | parts | ac | air conditioning | mor | par | 2011-06-03 | 2013-01-26 00:00:00 | elec | 2002-05-28 | 1075RPM REQ. 3MFD CAP # 43-25134-01, 208/230V REV, 3 3/4"SHAFT, REPLACES 1859,51-20675-01 | rotom | - | n | y | - | 175
735889 | 1RC0427SPC | CURB,ROOF F/D7CG060N09958 UNIT | york | - | - | - | hfprt | parts | furn | furnace | mis | par | 2002-05-28 | 2009-01-21 00:00:00 | gas | 2002-05-28 |  | york international | - | n | y | - | 95
281532 | 503930-004 | WHEEL, BLOWER | fron | - | - | - | hfprt | parts | furn | furnace | whl | par | 2002-05-30 | 2009-01-21 00:00:00 | gas | 2002-05-30 |  | frontier | - | n | y | - | 65.19
292002 | SEL5X5X4TEEY | B-VENT,SELKIRK 5X5X4 TEE Y | thos | - | - | - | consl | consumables | opp | operations | - | inv | 2002-09-30 | 2002-07-04 00:00:00 | - | 2002-07-04 |  | - | - | n | y | - | 19.98
350554 | 8910DPA32V09 | CONTACTOR,2 POLE,30 AMPS,240V | fron | - | - | - | acprt | parts | ac | air conditioning | mis | par | 2002-07-04 | 2009-01-21 00:00:00 | elec | 2002-07-04 | CL24-6A | york | - | n | y | - | 32.47
947913 | SEL5X5X4TEE | B-VENT,SELKIRK 5"X5"X4" TEE | thos | - | - | - | consl | consumables | opp | operations | - | inv | 2002-09-30 | 2002-07-10 00:00:00 | - | 2002-07-10 |  | selkirk | - | n | y | - | 24.24
541712 | AE-61698-82 | BRACKET,MOTOR MOUNT INCLUDES | wtbn | - | - | - | chfpr | parts | cfurn | furnaces | mis | par | 2007-04-20 | 2013-01-26 00:00:00 | gas | 2002-07-25 | ALL LEGS AND HARDWARE F/RHEEM RGBG SERIES | - | - | n | y | - | 30.6
968948 | 7233557 | ERO 312E MEMBRANE | ecow | - | - | - | wpprt | parts | wprod | water conditioning | - | inv | 2003-06-24 | 2003-06-24 00:00:00 | - | 2002-08-15 |  | ecowater | - | n | y | - | 50.17
116246 | 24-13538-7000 | TIME DELAY RELAY | nuro | - | - | - | blprt | parts | bl | boiler | res | par | 2002-08-28 | 2009-01-21 00:00:00 | - | 2002-08-28 |  | nuroc | - | n | y | - | 74.36
119728 | 24-13538-000 | TIME DELAY RELAY | good | - | - | - | hfprt | parts | furn | furnace | res | par | 2002-08-28 | 2009-01-21 00:00:00 | - | 2002-08-28 |  | goodman | - | n | y | - | 74.36
124028 | 02812452-000 | FLUE TRAP G26 SERIES | fron | - | - | - | hfprt | parts | furn | furnace | mis | par | 2007-11-27 | 2009-01-21 00:00:00 | - | 2002-08-28 |  | frontier | - | n | y | - | 109.02
219235 | 7233557. | CARTRIDGE-PRE F/ECO WATER | ecow | 968948 | dns | 2003-02-06 00:00:00 | wpprt | parts | wprod | water conditioning | mis | par | 2003-02-06 | 2009-01-21 00:00:00 | - | 2002-09-12 | SYSTEMS - ECO312E | eco water systems | - | n | y | - | 50.17
385095 | 89K14 | HEAT EXCHANGER G14Q3-80-C21 | fron | - | - | - | chfpr | parts | cfurn | furnaces | mis | par | 2007-02-15 | 2009-01-21 00:00:00 | gas | 2002-09-20 |  | lennox | - | n | y | - | 1549.34
047658 | FIREPLACE GWP #1, BOX 2 OF 2 | PROMO PKG $200 REF SKU 635671 | muti | - | - | - | fpacc | accessories | fp | fireplaces | - | inv | 2002-09-24 | 2002-09-24 00:00:00 | - | 2002-09-24 |  | - | - | n | y | - | 60
635671 | FIREPLACE GWP #1, BOX 1 OF 2 | PROMO PKG $200, REF SKU 047658 | muti | - | - | - | fpacc | accessories | fp | fireplaces | - | inv | 2002-09-24 | 2002-09-24 00:00:00 | - | 2002-09-24 |  | regency fireplace products | - | n | y | - | 40.5
778087 | SRV571510A | PILOT ASSEMBLY F/HEATNGLO SL32 | don | - | - | - | fpprt | parts | fp | fireplaces | pta | par | 2008-11-25 | 2009-01-21 00:00:00 | gas | 2002-10-03 | CDN | heat n glo | - | n | y | - | 87.3
336758 | 02VEEWC0390 | 3"ELBOW 3/4" TAKE OFF F/ | bdsp | - | - | - | chfpr | parts | cfurn | furnaces | mis | par | 2002-10-07 | 2009-01-21 00:00:00 | gas | 2002-10-07 | WEIL MCLAIN BOILER | weil mclain | - | n | y | - | 45.72
106610 | CU227002020 | 2 X 45 ELBOW FTG PRESS COP | nuro | - | - | - | consl | consumables | opp | operations | - | par | 2002-10-25 | 2009-01-21 00:00:00 | - | 2002-10-11 |  | cello | - | n | y | - | 12.57
112442 | CU22001919 | 11/2 FIP ADAPTER WROT PR/COPR | nuro | - | - | - | consl | consumables | opp | operations | - | par | 2002-10-25 | 2009-01-21 00:00:00 | - | 2002-10-11 |  | cello | - | n | y | - | 12.87
112861 | WSF53002131 | 21/2 X 7 WELD NECK FLGE 150 | nuro | - | - | - | consl | consumables | opp | operations | - | par | 2002-10-25 | 2009-01-21 00:00:00 | - | 2002-10-11 |  | pan next | - | n | y | - | 12.89
113021 | WSF53002131X | 21/2 150# WELD NECK FLG XH BOR | nuro | - | - | - | consl | consumables | opp | operations | - | par | 2002-10-25 | 2009-01-21 00:00:00 | - | 2002-10-11 |  | pan next | - | n | y | - | 12.89
139265 | CU23001919 | 11/2 FTG X FIP ADAP PRESS COP | nuro | - | - | - | consl | consumables | opp | operations | - | par | 2002-10-25 | 2009-01-21 00:00:00 | - | 2002-10-11 |  | cello | - | n | y | - | 15.89
143756 | CU233001818 | 11/4 X 90 ELBOW CXMIP PRES COP | nuro | - | - | - | consl | consumables | opp | operations | - | par | 2002-10-25 | 2009-01-21 00:00:00 | - | 2002-10-11 |  | cello | - | n | y | - | 17
147756 | CU234002020 | 2 X 90 ELBOW FTG PRESS COP | nuro | - | - | - | consl | consumables | opp | operations | - | par | 2002-10-25 | 2009-01-21 00:00:00 | - | 2002-10-11 |  | cello | - | n | y | - | 18.32
149445 | CU22002020 | 2 FIP ADAPTER WROT PR/COPR | nuro | - | - | - | consl | consumables | opp | operations | - | par | 2002-10-25 | 2009-01-21 00:00:00 | - | 2002-10-11 |  | cello | - | n | y | - | 19.28
154736 | CU23002020 | 2 FTG X FIP ADAP PRESS COP | nuro | - | - | - | consl | consumables | opp | operations | - | par | 2002-10-25 | 2009-01-21 00:00:00 | - | 2002-10-11 |  | cello | - | n | y | - | 20.14
159261 | CU231001818 | 11/4 X 90 ELBOW CXFIP PRES COP | nuro | - | - | - | consl | consumables | opp | operations | - | par | 2002-10-25 | 2009-01-21 00:00:00 | - | 2002-10-11 |  | cello | - | n | y | - | 21.63
161076 | CU25001818 | 11/4 MIP ADAPTER FTG PRESS COP | nuro | - | - | - | consl | consumables | opp | operations | - | par | 2002-10-25 | 2009-01-21 00:00:00 | - | 2002-10-11 |  | cello | - | n | y | - | 21.98
161403 | CU231001919 | 11/2 X 90 ELBOW CXFIP PRES COP | nuro | - | - | - | consl | consumables | opp | operations | - | par | 2002-10-25 | 2009-01-21 00:00:00 | - | 2002-10-11 |  | cello | - | n | y | - | 22.2
164091 | CU233001919 | 11/2 X 90 ELBOW CXMIP PRES COP | nuro | - | - | - | consl | consumables | opp | operations | - | par | 2002-10-25 | 2009-01-21 00:00:00 | - | 2002-10-11 |  | cello | - | n | y | - | 23.69
164357 | CU235001818 | 11/4 X 180 RETURN BEND PRS COP | nuro | - | - | - | consl | consumables | opp | operations | - | par | 2002-10-25 | 2009-01-21 00:00:00 | - | 2002-10-11 |  | cello | - | n | y | - | 23.72
166058 | CU230012020 | 2 X 90 L/T COP PRESS ELBOW | nuro | - | - | - | consl | consumables | opp | operations | - | par | 2002-10-25 | 2009-01-21 00:00:00 | - | 2002-10-11 |  | cello | - | n | y | - | 23.92
167111 | CU226002121 | 21/2 X 45 ELBOW PRESS COPPER | nuro | - | - | - | consl | consumables | opp | operations | - | par | 2002-10-25 | 2009-01-21 00:00:00 | - | 2002-10-11 |  | cello | - | n | y | - | 25.1
176533 | CU222001818 | 11/4 CROSS PRESSURE COPPER | nuro | - | - | - | consl | consumables | opp | operations | - | par | 2002-10-25 | 2009-01-21 00:00:00 | - | 2002-10-11 |  | cello | - | n | y | - | 29.31
220954 | CU230001818 | 11/4 X 90 ELBOW PRESS COPPER | nuro | - | - | - | consl | consumables | opp | operations | - | par | 2002-10-25 | 2009-01-21 00:00:00 | - | 2002-10-11 |  | cello | - | n | y | - | 3.66
229218 | CU226001818 | 11/4 X 45 ELBOW PRESS COPPER | nuro | - | - | - | consl | consumables | opp | operations | - | par | 2002-10-25 | 2009-01-21 00:00:00 | - | 2002-10-11 |  | cello | - | n | y | - | 4.98
234673 | CU230001919 | 11/2 X 90 ELBOW PRESS COPPER | nuro | - | - | - | consl | consumables | opp | operations | - | par | 2002-10-25 | 2009-01-21 00:00:00 | - | 2002-10-11 |  | cello | - | n | y | - | 5.54
235943 | CU226001919 | 11/2 X 45 ELBOW PRESS COPPER | nuro | - | - | - | consl | consumables | opp | operations | - | par | 2002-10-25 | 2009-01-21 00:00:00 | - | 2002-10-11 |  | cello | - | n | y | - | 5.94
237405 | CU234001818 | 11/4 X 90 ELBOW FTG PRESS COP | nuro | - | - | - | consl | consumables | opp | operations | - | par | 2002-10-25 | 2009-01-21 00:00:00 | - | 2002-10-11 |  | cello | - | n | y | - | 6.27
239113 | CU227001818 | 11/4 X 45 ELBOW FTG PRESS COP | nuro | - | - | - | consl | consumables | opp | operations | - | par | 2002-10-25 | 2009-01-21 00:00:00 | - | 2002-10-11 |  | cello | - | n | y | - | 6.46
240103 | CU24001818 | 11/4 MIP ADAPTER WROT PR/COPR | nuro | - | - | - | consl | consumables | opp | operations | - | par | 2002-10-25 | 2009-01-21 00:00:00 | - | 2002-10-11 |  | cello | - | n | y | - | 6.62
243918 | CU24001919 | 11/2 MIP ADAPTER WROT PR/COPR | nuro | - | - | - | consl | consumables | opp | operations | - | par | 2002-10-25 | 2009-01-21 00:00:00 | - | 2002-10-11 |  | cello | - | n | y | - | 7.37
247965 | CU234001919 | 11/2 X 90 ELBOW FTG PRESS COP | nuro | - | - | - | consl | consumables | opp | operations | - | par | 2002-10-25 | 2009-01-21 00:00:00 | - | 2002-10-11 |  | cello | - | n | y | - | 8.2
249908 | CU227001919 | 11/2 X 45 ELBOW FTG PRESS COP | nuro | - | - | - | consl | consumables | opp | operations | - | par | 2002-10-25 | 2009-01-21 00:00:00 | - | 2002-10-11 |  | cello | - | n | y | - | 8.38
253642 | CU22001818 | 11/4 FIP ADAPTER WROT PR/COPR | nuro | - | - | - | consl | consumables | opp | operations | - | par | 2002-10-25 | 2009-01-21 00:00:00 | - | 2002-10-11 |  | cello | - | n | y | - | 8.84
259642 | CU226002020 | 2 X 45 ELBOW PRESS COPPER | nuro | - | - | - | consl | consumables | opp | operations | - | par | 2002-10-25 | 2009-01-21 00:00:00 | - | 2002-10-11 |  | cello | - | n | y | - | 9.73
261024 | CU230002020 | 2 X 90 ELBOW PRESS COPPER | nuro | - | - | - | consl | consumables | opp | operations | - | par | 2004-09-28 | 2009-01-21 00:00:00 | - | 2002-10-11 |  | cello | - | n | y | - | 18.96
263320 | BAP9002220 | 3 X 2 BUSHING BLACK | nuro | - | - | - | consl | consumables | opp | operations | - | par | 2002-10-25 | 2009-01-21 00:00:00 | - | 2002-10-11 |  | pan next | - | n | y | - | 10.31
271609 | CU24002020 | 2 MIP ADAPTER WROT PR/COPR | nuro | - | - | - | consl | consumables | opp | operations | - | par | 2002-10-25 | 2009-01-21 00:00:00 | - | 2002-10-11 |  | cello | - | n | y | - | 11.46
271765 | WSF53002232 | 3 X 71/2 WELD NECK FLGE 150 | nuro | - | - | - | consl | consumables | opp | operations | - | par | 2002-10-25 | 2009-01-21 00:00:00 | - | 2002-10-11 |  | pan next | - | n | y | - | 11.58
271856 | WSF53002232X | 3 X 71/2 150# WN FLG -XH BORE | nuro | - | - | - | consl | consumables | opp | operations | - | par | 2002-10-25 | 2009-01-21 00:00:00 | - | 2002-10-11 |  | pan next | - | n | y | - | 11.58
272968 | CU23001818 | 11/4 FTG X FIP ADAP PRESS COP | nuro | - | - | - | consl | consumables | opp | operations | - | par | 2002-10-25 | 2009-01-21 00:00:00 | - | 2002-10-11 |  | cello | - | n | y | - | 11.76
273974 | BAPG09002220 | 3 X 2 BUSHING GALV | nuro | - | - | - | consl | consumables | opp | operations | - | par | 2002-10-25 | 2009-01-21 00:00:00 | - | 2002-10-11 |  | pan next | - | n | y | - | 11.79
278400 | CU227002121 | 21/2 X 45 ELBOW FTG PRESS COP | nuro | - | - | - | consl | consumables | opp | operations | - | par | 2002-10-25 | 2009-01-21 00:00:00 | - | 2002-10-11 |  | cello | - | n | y | - | 32.54
279142 | CU226002222 | 3 X 45 ELBOW PRESS COPPER | nuro | - | - | - | consl | consumables | opp | operations | - | par | 2002-10-25 | 2009-01-21 00:00:00 | - | 2002-10-11 |  | cello | - | n | y | - | 32.86
281105 | CU234002121 | 21/2 X 90 ELBOW FTG PRESS COP | nuro | - | - | - | consl | consumables | opp | operations | - | par | 2002-10-25 | 2009-01-21 00:00:00 | - | 2002-10-11 |  | cello | - | n | y | - | 33.5
286587 | CU24002121 | 21/2 MIP ADAPTER WROT PR/COPR | nuro | - | - | - | consl | consumables | opp | operations | - | par | 2002-10-25 | 2009-01-21 00:00:00 | - | 2002-10-11 |  | cello | - | n | y | - | 37.45
287518 | CU233002020 | 2 X 90 ELBOW CXMIP PRES COP | nuro | - | - | - | consl | consumables | opp | operations | - | par | 2002-10-25 | 2009-01-21 00:00:00 | - | 2002-10-11 |  | cello | - | n | y | - | 38.93
288440 | CU227002222 | 3 X 45 ELBOW FTG PRESS COP | nuro | - | - | - | consl | consumables | opp | operations | - | par | 2002-10-25 | 2009-01-21 00:00:00 | - | 2002-10-11 |  | cello | - | n | y | - | 39.25
288551 | CU231002020 | 2 X 90 ELBOW CXFIP PRES COP | nuro | - | - | - | consl | consumables | opp | operations | - | par | 2002-10-25 | 2009-01-21 00:00:00 | - | 2002-10-11 |  | cello | - | n | y | - | 39.56
293455 | CU222001919 | 11/2 CROSS PRESSURE COPPER | nuro | - | - | - | consl | consumables | opp | operations | - | par | 2002-10-25 | 2009-01-21 00:00:00 | - | 2002-10-11 |  | cello | - | n | y | - | 44.03
294046 | CU234002222 | 3 X 90 ELBOW FTG PRESS COP | nuro | - | - | - | consl | consumables | opp | operations | - | par | 2002-10-25 | 2009-01-21 00:00:00 | - | 2002-10-11 |  | cello | - | n | y | - | 45.31
297603 | CU22002121 | 21/2 FIP ADAPTER WROT PR/COPR | nuro | - | - | - | consl | consumables | opp | operations | - | par | 2002-10-25 | 2009-01-21 00:00:00 | - | 2002-10-11 |  | cello | - | n | y | - | 48.5
303977 | CU24002222 | 3 MIP ADAPTER PRESS COPPER | nuro | - | - | - | consl | consumables | opp | operations | - | par | 2002-10-25 | 2009-01-21 00:00:00 | - | 2002-10-11 |  | cello | - | n | y | - | 56.03
312730 | CU22002222 | 3 FIP ADAPTER WROT PR/COPR | nuro | - | - | - | consl | consumables | opp | operations | - | par | 2002-10-25 | 2009-01-21 00:00:00 | - | 2002-10-11 |  | cello | - | n | y | - | 68.28
312986 | CU226002424 | 4 X 45 ELBOW PRESS COPPER | nuro | - | - | - | consl | consumables | opp | operations | - | par | 2002-10-25 | 2009-01-21 00:00:00 | - | 2002-10-11 |  | cello | - | n | y | - | 68.6
316559 | CU222002020 | 2 CROSS PRESSURE COPPER | nuro | - | - | - | consl | consumables | opp | operations | - | par | 2002-10-25 | 2009-01-21 00:00:00 | - | 2002-10-11 |  | cello | - | n | y | - | 82
324668 | CU234002424 | 4 X 90 ELBOW FTG PRESS COP | nuro | - | - | - | consl | consumables | opp | operations | - | par | 2002-10-25 | 2009-01-21 00:00:00 | - | 2002-10-11 |  | cello | - | n | y | - | 105.29
324780 | CU24002424 | 4 MIP ADAPTER WROT PRESSURE | nuro | - | - | - | consl | consumables | opp | operations | - | par | 2002-10-25 | 2009-01-21 00:00:00 | - | 2002-10-11 |  | cello | - | n | y | - | 106.57
328149 | CU22002424 | 4 FIP ADAPTER PRESS COPPER CA | nuro | - | - | - | consl | consumables | opp | operations | - | par | 2002-10-25 | 2009-01-21 00:00:00 | - | 2002-10-11 |  | cello | - | n | y | - | 125.39
330145 | CU242001919 | 11/2 BLIND FLGE PRESS COPPER | nuro | - | - | - | consl | consumables | opp | operations | - | par | 2002-10-25 | 2009-01-21 00:00:00 | - | 2002-10-11 |  | cello | - | n | y | - | 144.86
332040 | CU227002424 | 4 X 45 ELBOW FTG PRESS COP | nuro | - | - | - | consl | consumables | opp | operations | - | par | 2002-10-25 | 2009-01-21 00:00:00 | - | 2002-10-11 |  | cello | - | n | y | - | 171.98
338684 | CU242002020 | 2" BLIND FLGE PRESS COPPER | nuro | - | - | - | consl | consumables | opp | operations | - | par | 2002-10-25 | 2009-01-21 00:00:00 | - | 2002-10-11 |  | cello | - | n | y | - | 267.7
339977 | CU242002121 | 21/2 BLIND FLGE PRESS COPPER | nuro | - | - | - | consl | consumables | opp | operations | - | par | 2002-10-25 | 2009-01-21 00:00:00 | - | 2002-10-11 |  | cello | - | n | y | - | 337.89
340427 | CU242002222 | 3" BLIND FLGE PRESS COPPER | nuro | - | - | - | consl | consumables | opp | operations | - | par | 2002-10-25 | 2009-01-21 00:00:00 | - | 2002-10-11 |  | cello | - | n | y | - | 345.87
437687 | 025-30372-000 | FLAME ROD D3CG120N20058JSE | york | - | - | - | chfpr | parts | cfurn | furnaces | flr | par | 2002-11-06 | 2009-01-21 00:00:00 | gas | 2002-11-06 |  | york | - | n | y | - | 43
360507 | 12SPNGGSKT | 3/4" CASH ACME MIXING VALVE | plus | - | - | - | rpprt | parts | rplmg | residential plumbing | mis | par | 2023-08-29 | 2023-08-29 00:00:00 | - | 2002-11-20 |  | - | - | n | y | - | 88.87
362366 | 34SPNGGSKT | TOTO 3" UNIVERSAL FLAPPER | plus | - | - | - | rpprt | parts | rplmg | residential plumbing | mis | par | 2023-08-29 | 2023-08-29 00:00:00 | - | 2002-11-20 |  | - | - | n | y | - | 17.99
362541 | -112ABSTY | 1-1/2 ABS TY | fron | - | - | - | rpprt | parts | rplmg | residential plumbing | mis | par | 2016-05-16 | 2009-01-21 00:00:00 | - | 2002-11-20 |  | - | - | n | y | - | 1.05
366068 | 2X112X112ABSTY | 2 X 1-1/2 X 1-1/2 ABS TY | fron | - | - | - | rpprt | parts | rplmg | residential plumbing | mis | par | 2002-11-20 | 2009-01-21 00:00:00 | - | 2002-11-20 |  | - | - | n | y | - | 1.82
371383 | 2X112X112ABSY | 2 X 1-1/2 X 1-1/2 ABS Y | fron | - | - | - | rpprt | parts | rplmg | residential plumbing | mis | par | 2002-11-20 | 2009-01-21 00:00:00 | - | 2002-11-20 |  | - | - | n | y | - | 3.1
379217 | GASTXRFTG824 | 1/2 XRFTG-8-24 STRAIGHT | fron | - | - | - | rpprt | parts | rplmg | residential plumbing | mis | par | 2002-11-20 | 2009-01-21 00:00:00 | - | 2002-11-20 |  | - | - | n | y | - | 8.32
386811 | 112X114CDWVTY | 1-1/2 X 1-1/4 COP DWV TY | fron | - | - | - | rpprt | parts | rplmg | residential plumbing | mis | par | 2002-11-20 | 2009-01-21 00:00:00 | - | 2002-11-20 |  | - | - | n | y | - | 5.26
387203 | 114X12CXFADPT | 1-1/4 X 1/2 COP X FIP PRES ADP | fron | - | - | - | rpprt | parts | rplmg | residential plumbing | mis | par | 2002-11-20 | 2009-01-21 00:00:00 | - | 2002-11-20 | T | - | - | n | y | - | 26.47
389117 | 112X114CDWVY | 1-1/2 X 1-1/4 COP DWV Y | fron | - | - | - | rpprt | parts | rplmg | residential plumbing | mis | par | 2002-11-20 | 2009-01-21 00:00:00 | - | 2002-11-20 |  | - | - | n | y | - | 10.63
389277 | 2X112CDWVTY | 2 X 1-1/2 COP DWV TY | fron | - | - | - | rpprt | parts | rplmg | residential plumbing | mis | par | 2002-11-20 | 2009-01-21 00:00:00 | - | 2002-11-20 |  | - | - | n | y | - | 8.16
389781 | 2X112X112CDWVTY | 2 X 1-1/2 X 1-1/2 COP DWV TY | fron | - | - | - | rpprt | parts | rplmg | residential plumbing | mis | par | 2002-11-20 | 2009-01-21 00:00:00 | - | 2002-11-20 |  | - | - | n | y | - | 8.87
390335 | 2X112X114CDWVTY | 2 X 1-1/2 X 1-1/4 COP DWV TY | fron | - | - | - | rpprt | parts | rplmg | residential plumbing | mis | par | 2002-11-20 | 2009-01-21 00:00:00 | - | 2002-11-20 |  | - | - | n | y | - | 27.95
390852 | 2X112X112CDWVY | 2 X 1-1/2 X 1-1/2 COP DWV Y | fron | - | - | - | rpprt | parts | rplmg | residential plumbing | mis | par | 2002-11-20 | 2009-01-21 00:00:00 | - | 2002-11-20 |  | - | - | n | y | - | 10.92
390925 | 2X112CDWVY | 2 X 1-1/2 COP DWV Y | fron | - | - | - | rpprt | parts | rplmg | residential plumbing | mis | par | 2002-11-20 | 2009-01-21 00:00:00 | - | 2002-11-20 |  | - | - | n | y | - | 13
391334 | 2X1CXFADPT | 2 X 1 COP X FIP PRES ADPT | fron | - | - | - | rpprt | parts | rplmg | residential plumbing | mis | par | 2002-11-20 | 2009-01-21 00:00:00 | - | 2002-11-20 |  | - | - | n | y | - | 38.48
392588 | 2X112X114CDWVY | 2 X 1-1/2 X 1-1/4 COP DWV Y | fron | - | - | - | rpprt | parts | rplmg | residential plumbing | mis | par | 2002-11-20 | 2009-01-21 00:00:00 | - | 2002-11-20 |  | - | - | n | y | - | 31.93
397519 | 112X12COPCPLG | 1-1/2 X 1/2 COP PRES CPLG | fron | - | - | - | rpprt | parts | rplmg | residential plumbing | mis | par | 2002-11-20 | 2009-01-21 00:00:00 | - | 2002-11-20 |  | - | - | n | y | - | 6.34
397979 | 112X1COPCPLG | 1-1/2 X 1 COP PRES CPLG | fron | - | - | - | rpprt | parts | rplmg | residential plumbing | mis | par | 2002-11-20 | 2009-01-21 00:00:00 | - | 2002-11-20 |  | - | - | n | y | - | 6.34
398368 | 12X1CXMADPT | 1/2 X 1 COP X MIP PRES ADPT | fron | - | - | - | rpprt | parts | rplmg | residential plumbing | mis | par | 2002-11-20 | 2009-01-21 00:00:00 | - | 2002-11-20 |  | - | - | n | y | - | 6.5
398498 | 1X12CXMADPT | 1 X 1/2 COP X MIP PRES ADPT | fron | - | - | - | rpprt | parts | rplmg | residential plumbing | mis | par | 2002-11-20 | 2009-01-21 00:00:00 | - | 2002-11-20 |  | - | - | n | y | - | 6.77
398582 | 34X1CXFADPT | 3/4 X 1 COP X FIP PRES ADPT | fron | - | - | - | rpprt | parts | rplmg | residential plumbing | mis | par | 2002-11-20 | 2009-01-21 00:00:00 | - | 2002-11-20 |  | - | - | n | y | - | 7.33
398723 | 34X1CXMADPT | 3/4 X 1 COP X MIP PRES ADPT | fron | - | - | - | rpprt | parts | rplmg | residential plumbing | mis | par | 2002-11-20 | 2009-01-21 00:00:00 | - | 2002-11-20 |  | - | - | n | y | - | 7.37
398753 | 112CXMADPT | 1-1/2 COP MIP PRES ADPT | fron | - | - | - | rpprt | parts | rplmg | residential plumbing | mis | par | 2002-11-20 | 2009-01-21 00:00:00 | - | 2002-11-20 |  | - | - | n | y | - | 8.72
398755 | 1X12CXFADPT | 1 X 1/2 COP X FIP PRES ADPT | fron | - | - | - | rpprt | parts | rplmg | residential plumbing | mis | par | 2002-11-20 | 2009-01-21 00:00:00 | - | 2002-11-20 |  | - | - | n | y | - | 7.93
398826 | 1X12X12COPT | 1 X 1/2 X 1/2 COP PRES TEE | fron | - | - | - | rpprt | parts | rplmg | residential plumbing | mis | par | 2002-11-20 | 2009-01-21 00:00:00 | - | 2002-11-20 |  | - | - | n | y | - | 8.09
398830 | 1X12X1COPT | 1 X 1/2 X 1 COP PRES TEE | fron | - | - | - | rpprt | parts | rplmg | residential plumbing | mis | par | 2002-11-20 | 2009-01-21 00:00:00 | - | 2002-11-20 |  | - | - | n | y | - | 8.09
398881 | 1X12X34COPT | 1 X 1/2 X 3/4 COP PRES TEE | fron | - | - | - | rpprt | parts | rplmg | residential plumbing | mis | par | 2002-11-20 | 2009-01-21 00:00:00 | - | 2002-11-20 |  | - | - | n | y | - | 8.09
398937 | 1X34X12COPT | 1 X 3/4 X 1/2 COP PRES TEE | fron | - | - | - | rpprt | parts | rplmg | residential plumbing | mis | par | 2002-11-20 | 2009-01-21 00:00:00 | - | 2002-11-20 |  | - | - | n | y | - | 8.09
398942 | 1X34X1COPT | 1 X 3/4 X 1 COP PRES TEE | fron | - | - | - | rpprt | parts | rplmg | residential plumbing | mis | par | 2002-11-20 | 2009-01-21 00:00:00 | - | 2002-11-20 |  | - | - | n | y | - | 8.09
399575 | 12X1CXFADPT | 1/2 X 1 COP X FIP PRES ADPT | fron | - | - | - | rpprt | parts | rplmg | residential plumbing | mis | par | 2002-11-20 | 2009-01-21 00:00:00 | - | 2002-11-20 |  | - | - | n | y | - | 9.22
399664 | 2X112COPCPLG | 2 X 1-1/2 COP PRES CPLG | fron | - | - | - | rpprt | parts | rplmg | residential plumbing | mis | par | 2002-11-20 | 2009-01-21 00:00:00 | - | 2002-11-20 |  | - | - | n | y | - | 9.83
400020 | 2X12COPCPLG | 2 X 1/2 COP PRES CPLG | fron | - | - | - | rpprt | parts | rplmg | residential plumbing | mis | par | 2002-11-20 | 2009-01-21 00:00:00 | - | 2002-11-20 |  | - | - | n | y | - | 9.83
400324 | 2X1COPCPLG | 2 X 1 COP PRES CPLG | fron | - | - | - | rpprt | parts | rplmg | residential plumbing | mis | par | 2002-11-20 | 2009-01-21 00:00:00 | - | 2002-11-20 |  | - | - | n | y | - | 9.83
401083 | 2X112COPBUSH | 2 X 1-1/2 COP PRES BUSH | fron | - | - | - | rpprt | parts | rplmg | residential plumbing | mis | par | 2002-11-20 | 2009-01-21 00:00:00 | - | 2002-11-20 |  | - | - | n | y | - | 10.03
401584 | 2X12COPBUSH | 2 X 1/2 COP PRES BUSH | fron | - | - | - | rpprt | parts | rplmg | residential plumbing | mis | par | 2002-11-20 | 2009-01-21 00:00:00 | - | 2002-11-20 |  | - | - | n | y | - | 10.03
401814 | 2X1COPBUSH | 2 X 1 COP PRES BUSH | fron | - | - | - | rpprt | parts | rplmg | residential plumbing | mis | par | 2002-11-20 | 2009-01-21 00:00:00 | - | 2002-11-20 |  | - | - | n | y | - | 10.03
402733 | 112X34COPT | 1-1/2 X 3/4 COP PRES TEE | fron | - | - | - | rpprt | parts | rplmg | residential plumbing | mis | par | 2002-11-20 | 2009-01-21 00:00:00 | - | 2002-11-20 |  | - | - | n | y | - | 10.87
402865 | 112X12COPT | 1-1/2 X 1/2 COP PRES TEE | fron | - | - | - | rpprt | parts | rplmg | residential plumbing | mis | par | 2002-11-20 | 2009-01-21 00:00:00 | - | 2002-11-20 |  | - | - | n | y | - | 11.69
404178 | 114X1CXMADPT | 1-1/4 X 1 COP X MIP PRES ADPT | fron | - | - | - | rpprt | parts | rplmg | residential plumbing | mis | par | 2002-11-20 | 2009-01-21 00:00:00 | - | 2002-11-20 |  | - | - | n | y | - | 10.06
404188 | 112CXFADPT | 1-1/2 COP FIP PRES ADPT | fron | - | - | - | rpprt | parts | rplmg | residential plumbing | mis | par | 2002-11-20 | 2009-01-21 00:00:00 | - | 2002-11-20 |  | - | - | n | y | - | 13.15
404246 | 114X12X114COPT | 1-1/4 X 1/2 X 1-1/4 COP PRES T | fron | - | - | - | rpprt | parts | rplmg | residential plumbing | mis | par | 2002-11-20 | 2009-01-21 00:00:00 | - | 2002-11-20 | EE | - | - | n | y | - | 13.22
404394 | 114X1X114COPT | 1-1/4 X 1 X 1-1/4 COP PRES TEE | fron | - | - | - | rpprt | parts | rplmg | residential plumbing | mis | par | 2002-11-20 | 2009-01-21 00:00:00 | - | 2002-11-20 |  | - | - | n | y | - | 13.22
405222 | 114X1X12COPT | 1-1/4 X 1 X 1/2 COP PRES TEE | fron | - | - | - | rpprt | parts | rplmg | residential plumbing | mis | par | 2002-11-20 | 2009-01-21 00:00:00 | - | 2002-11-20 |  | - | - | n | y | - | 13.22
405300 | 114X1X1COPT | 1-1/4 X 1 X 1 COP PRES TEE | fron | - | - | - | rpprt | parts | rplmg | residential plumbing | mis | par | 2002-11-20 | 2009-01-21 00:00:00 | - | 2002-11-20 |  | - | - | n | y | - | 13.22
405402 | 114X1X34COPT | 1-1/4 X 1 X 3/4 COP PRES TEE | fron | - | - | - | rpprt | parts | rplmg | residential plumbing | mis | par | 2002-11-20 | 2009-01-21 00:00:00 | - | 2002-11-20 |  | - | - | n | y | - | 13.22
405513 | 114X34X12COPT | 1-1/4 X 3/4 X 1/2 COP PRES TEE | fron | - | - | - | rpprt | parts | rplmg | residential plumbing | mis | par | 2002-11-20 | 2009-01-21 00:00:00 | - | 2002-11-20 |  | - | - | n | y | - | 13.22
405931 | 114X34X1COPT | 1-1/4 X 3/4 X 1 COP PRES TEE | fron | - | - | - | rpprt | parts | rplmg | residential plumbing | mis | par | 2002-11-20 | 2009-01-21 00:00:00 | - | 2002-11-20 |  | - | - | n | y | - | 14.22
406367 | 114X12X12COPT | 1-1/4 X 1/2 X 1/2 COP PRES TEE | fron | - | - | - | rpprt | parts | rplmg | residential plumbing | mis | par | 2002-11-20 | 2009-01-21 00:00:00 | - | 2002-11-20 |  | - | - | n | y | - | 22.19
406430 | 114X12X1COPT | 1-1/4 X 1/2 X 1 COP PRES TEE | fron | - | - | - | rpprt | parts | rplmg | residential plumbing | mis | par | 2002-11-20 | 2009-01-21 00:00:00 | - | 2002-11-20 |  | - | - | n | y | - | 22.19
406575 | 114X12X34COPT | 1-1/4 X 1/2 X 3/4 COP PRES TEE | fron | - | - | - | rpprt | parts | rplmg | residential plumbing | mis | par | 2002-11-20 | 2009-01-21 00:00:00 | - | 2002-11-20 |  | - | - | n | y | - | 22.19
407714 | 114X1CXFADPT | 1-1/4 X 1 COP X FIP PRES ADPT | fron | - | - | - | rpprt | parts | rplmg | residential plumbing | mis | par | 2002-11-20 | 2009-01-21 00:00:00 | - | 2002-11-20 |  | - | - | n | y | - | 13.34
408950 | 112X1CXMADPT | 1-1/2 X 1 COP X MIP PRES ADPT | fron | - | - | - | rpprt | parts | rplmg | residential plumbing | mis | par | 2002-11-20 | 2009-01-21 00:00:00 | - | 2002-11-20 |  | - | - | n | y | - | 15.49
408955 | 112X114X112COPT | 1-1/2 X 1-1/4 X 1-1/2 COP PRES | fron | - | - | - | rpprt | parts | rplmg | residential plumbing | mis | par | 2002-11-20 | 2009-01-21 00:00:00 | - | 2002-11-20 | TEE | - | - | n | y | - | 20.24
409612 | 112X114X12COPT | 1-1/2 X 1-1/4 X 1/2 COP PRES T | fron | - | - | - | rpprt | parts | rplmg | residential plumbing | mis | par | 2002-11-20 | 2009-01-21 00:00:00 | - | 2002-11-20 | EE | - | - | n | y | - | 20.24
409645 | 112X114X1COPT | 1-1/2 X 1-1/4 X 1 COP PRES TEE | fron | - | - | - | rpprt | parts | rplmg | residential plumbing | mis | par | 2002-11-20 | 2009-01-21 00:00:00 | - | 2002-11-20 |  | - | - | n | y | - | 20.24
410131 | 112X12X112COPT | 1-1/2 X 1/2 X 1-1/2 COP PRES T | fron | - | - | - | rpprt | parts | rplmg | residential plumbing | mis | par | 2002-11-20 | 2009-01-21 00:00:00 | - | 2002-11-20 | EE | - | - | n | y | - | 20.24
410204 | 112X1X112COPT | 1-1/2 X 1 X 1-1/2 COP PRES TEE | fron | - | - | - | rpprt | parts | rplmg | residential plumbing | mis | par | 2002-11-20 | 2009-01-21 00:00:00 | - | 2002-11-20 |  | - | - | n | y | - | 20.24
410783 | 112X1X114COPT | 1-1/2 X 1 X 1-1/4 COP PRES TEE | fron | - | - | - | rpprt | parts | rplmg | residential plumbing | mis | par | 2002-11-20 | 2009-01-21 00:00:00 | - | 2002-11-20 |  | - | - | n | y | - | 20.24
410889 | 112X1X12COPT | 1-1/2 X 1 X 1/2 COP PRES TEE | fron | - | - | - | rpprt | parts | rplmg | residential plumbing | mis | par | 2002-11-20 | 2009-01-21 00:00:00 | - | 2002-11-20 |  | - | - | n | y | - | 20.24
410901 | 112X1X1COPT | 1-1/2 X 1 X 1 COP PRES TEE | fron | - | - | - | rpprt | parts | rplmg | residential plumbing | mis | par | 2002-11-20 | 2009-01-21 00:00:00 | - | 2002-11-20 |  | - | - | n | y | - | 20.24
410903 | 112X1X34COPT | 1-1/2 X 1 X 3/4 COP PRES TEE | fron | - | - | - | rpprt | parts | rplmg | residential plumbing | mis | par | 2002-11-20 | 2009-01-21 00:00:00 | - | 2002-11-20 |  | - | - | n | y | - | 20.24
411075 | 112X34X112COPT | 1-1/2 X 3/4 X 1-1/2 COP PRES | fron | - | - | - | rpprt | parts | rplmg | residential plumbing | mis | par | 2002-11-20 | 2009-01-21 00:00:00 | - | 2002-11-20 | TEE | - | - | n | y | - | 20.24
411362 | 112X34X12COPT | 1-1/2 X 3/4 X 1/2 COP PRES TEE | fron | - | - | - | rpprt | parts | rplmg | residential plumbing | mis | par | 2002-11-20 | 2009-01-21 00:00:00 | - | 2002-11-20 |  | - | - | n | y | - | 20.24
411388 | 112X34X1COPT | 1-1/2 X 3/4 X 1 COP PRES TEE | fron | - | - | - | rpprt | parts | rplmg | residential plumbing | mis | par | 2002-11-20 | 2009-01-21 00:00:00 | - | 2002-11-20 |  | - | - | n | y | - | 20.24
411399 | 112X1CXFADPT | 1-1/2 X 1 COP X FIP PRES ADPT | fron | - | - | - | rpprt | parts | rplmg | residential plumbing | mis | par | 2002-11-20 | 2009-01-21 00:00:00 | - | 2002-11-20 |  | - | - | n | y | - | 15.98
411566 | 114X12CXMADPT | 1-1/4 X 1/2 COP X MIP PRES ADP | fron | - | - | - | rpprt | parts | rplmg | residential plumbing | mis | par | 2002-11-20 | 2009-01-21 00:00:00 | - | 2002-11-20 | T | - | - | n | y | - | 32.7
411777 | 112X12X114COPT | 1-1/2 X 1/2 X 1-1/4 COP PRES | fron | - | - | - | rpprt | parts | rplmg | residential plumbing | mis | par | 2002-11-20 | 2009-01-21 00:00:00 | - | 2002-11-20 | TEE | - | - | n | y | - | 33.87
412018 | 112X12X1COPT | 1-1/2 X 1/2 X 1 COP PRES TEE | fron | - | - | - | rpprt | parts | rplmg | residential plumbing | mis | par | 2002-11-20 | 2009-01-21 00:00:00 | - | 2002-11-20 |  | - | - | n | y | - | 33.87
412357 | 112X12X34COPT | 1-1/2 X 1/2 X 3/4 COP PRES TEE | fron | - | - | - | rpprt | parts | rplmg | residential plumbing | mis | par | 2002-11-20 | 2009-01-21 00:00:00 | - | 2002-11-20 |  | - | - | n | y | - | 33.87
412425 | 112X12X12COPT | 1-1/2 X 1/2 X 1/2 COP PRES TEE | fron | - | - | - | rpprt | parts | rplmg | residential plumbing | mis | par | 2002-11-20 | 2009-01-21 00:00:00 | - | 2002-11-20 |  | - | - | n | y | - | 20.24
414146 | 2X12X2COPT | 2 X 1/2 X 2 COP PRES TEE | fron | - | - | - | rpprt | parts | rplmg | residential plumbing | mis | par | 2002-11-20 | 2009-01-21 00:00:00 | - | 2002-11-20 |  | - | - | n | y | - | 28.97
415744 | 2X112X112COPT | 2 X 1-1/2 X 1-1/2 COP PRES TEE | fron | - | - | - | rpprt | parts | rplmg | residential plumbing | mis | par | 2002-11-20 | 2009-01-21 00:00:00 | - | 2002-11-20 |  | - | - | n | y | - | 29.14
415882 | 2X112X12COPT | 2 X 1-1/2 X 1/2 COP PRES TEE | fron | - | - | - | rpprt | parts | rplmg | residential plumbing | mis | par | 2002-11-20 | 2009-01-21 00:00:00 | - | 2002-11-20 |  | - | - | n | y | - | 29.14
416225 | 2X112X1COPT | 2 X 1-1/2 X 1 COP PRES TEE | fron | - | - | - | rpprt | parts | rplmg | residential plumbing | mis | par | 2002-11-20 | 2009-01-21 00:00:00 | - | 2002-11-20 |  | - | - | n | y | - | 29.14
416369 | 2X112X2COPT | 2 X 1-1/2 X 2 COP PRES TEE | fron | - | - | - | rpprt | parts | rplmg | residential plumbing | mis | par | 2002-11-20 | 2009-01-21 00:00:00 | - | 2002-11-20 |  | - | - | n | y | - | 29.14
420135 | 12X38COPBUSH | 1/2 X 3/8 COP PRES BUSH | fron | - | - | - | rpprt | parts | rplmg | residential plumbing | mis | par | 2002-11-20 | 2009-01-21 00:00:00 | - | 2002-11-20 |  | - | - | n | y | - | 0.9
424605 | 1X38COPBUSH | 1 X 3/8 COP PRES BUSH | fron | - | - | - | rpprt | parts | rplmg | residential plumbing | mis | par | 2002-11-20 | 2009-01-21 00:00:00 | - | 2002-11-20 |  | - | - | n | y | - | 2.22
425748 | 1X12COPCPLG | 1 X 1/2 COP PRES CPLG | fron | - | - | - | rpprt | parts | rplmg | residential plumbing | mis | par | 2002-11-20 | 2009-01-21 00:00:00 | - | 2002-11-20 |  | - | - | n | y | - | 2.47
426653 | 12X14CXMADPT | 1/2 X 1/4 COP X MIP PRES ADPT | fron | - | - | - | rpprt | parts | rplmg | residential plumbing | mis | par | 2002-11-20 | 2009-01-21 00:00:00 | - | 2002-11-20 |  | - | - | n | y | - | 0.44
426730 | 12X14CXFADPT | 1/2 X 1/4 COP X FIP PRES ADPT | fron | - | - | - | rpprt | parts | rplmg | residential plumbing | mis | par | 2002-11-20 | 2009-01-21 00:00:00 | - | 2002-11-20 |  | - | - | n | y | - | 0.46
427727 | 34X12CXMADPT | 3/4 X 1/2 COP X MIP PRES ADPT | fron | - | - | - | rpprt | parts | rplmg | residential plumbing | mis | par | 2002-11-20 | 2009-01-21 00:00:00 | - | 2002-11-20 |  | - | - | n | y | - | 1.1
427854 | 112COPCPLG | 1-1/2 COP PRES CPLG | fron | - | - | - | rpprt | parts | rplmg | residential plumbing | mis | par | 2002-12-02 | 2009-01-21 00:00:00 | - | 2002-11-20 |  | - | - | n | y | - | 3.62
428150 | 114X12COPCPLG | 1-1/4 X 1/2 COP PRES CPLG | fron | - | - | - | rpprt | parts | rplmg | residential plumbing | mis | par | 2002-11-20 | 2009-01-21 00:00:00 | - | 2002-11-20 |  | - | - | n | y | - | 3.94
428235 | 114X1COPCPLG | 1-1/4 X 1 COP PRES CPLG | fron | - | - | - | rpprt | parts | rplmg | residential plumbing | mis | par | 2002-11-20 | 2009-01-21 00:00:00 | - | 2002-11-20 |  | - | - | n | y | - | 3.94
428889 | 114X12COPBUSH | 1-1/4 X 1/2 COP PRES BUSH | fron | - | - | - | rpprt | parts | rplmg | residential plumbing | mis | par | 2002-11-20 | 2009-01-21 00:00:00 | - | 2002-11-20 |  | - | - | n | y | - | 4.15
428933 | 114X1COPBUSH | 1-1/4 X 1 COP PRES BUSH | fron | - | - | - | rpprt | parts | rplmg | residential plumbing | mis | par | 2002-11-20 | 2009-01-21 00:00:00 | - | 2002-11-20 |  | - | - | n | y | - | 4.15
429840 | 34X12CXFADPT | 3/4 X 1/2 COP X FIP PRES ADPT | fron | - | - | - | rpprt | parts | rplmg | residential plumbing | mis | par | 2002-11-20 | 2009-01-21 00:00:00 | - | 2002-11-20 |  | - | - | n | y | - | 1.06
431784 | 112X12COPBUSH | 1-1/2 X 1/2 COP PRES BUSH | fron | - | - | - | rpprt | parts | rplmg | residential plumbing | mis | par | 2002-11-20 | 2009-01-21 00:00:00 | - | 2002-11-20 |  | - | - | n | y | - | 5.33
431855 | 112X1COPBUSH | 1-1/2 X 1 COP PRES BUSH | fron | - | - | - | rpprt | parts | rplmg | residential plumbing | mis | par | 2002-11-20 | 2009-01-21 00:00:00 | - | 2002-11-20 |  | - | - | n | y | - | 5.33
299106 | 7024033-01 | VENTOR MOTOR F/ENERPLUS JGRA/ | bout | - | - | - | chfpr | parts | cfurn | furnaces | vea | par | 2006-12-19 | 2009-01-21 00:00:00 | gas | 2002-11-23 | 07EMAEB | enerplus | - | n | y | - | 290.29
155452 | 228-14173-000 | CAST IRON BURNER/MII40S6CN11 | wesm | - | - | - | whprt | parts | wh | water heater | brm | par | 2002-11-29 | 2009-01-21 00:00:00 | gas | 2002-11-29 |  | wesmech | - | n | y | - | 28.9
404469 | BAP09002220 | 3 X 2 BLACK BUSHING | nuro | - | - | - | consl | consumables | opp | operations | - | par | 2002-12-03 | 2009-01-21 00:00:00 | - | 2002-12-03 |  | pan next | - | n | y | - | 10.31
360326 | 150- | DIFFUSERS,POLYVALENT | wilg | - | - | - | hfprt | parts | furn | furnace | - | par | 2002-12-09 | 2009-01-21 00:00:00 | elec | 2002-12-09 |  | wilgard | - | n | y | - | 37.5
295837 | 62-22578-02 | IGNITON MODULE/RGDA12EAABGA | pwmt | - | - | - | chfpr | parts | cfurn | furnaces | eli | par | 2007-01-04 | 2009-01-21 00:00:00 | gas | 2002-12-11 |  | powermatic canada | - | n | y | - | 152.79
502810 | 5123012-41 | FAN MOTOR | fron | - | - | - | chfpr | parts | cfurn | furnaces | mor | par | 2006-12-15 | 2009-01-21 00:00:00 | gas | 2003-01-15 |  | rheem rgrj04emaeb | - | n | y | - | 126.17
575966 | 02812006000L | P-TRAP,F/ROOFTOP UNIT | york | - | - | - | crtpr | parts | crtu | roof top units | mis | par | 2003-01-17 | 2009-01-21 00:00:00 | gas | 2003-01-17 |  | york | - | n | y | - | 15
045655 | 02623830-700 | WHEEL BLOWER P9UED01101A | york | - | - | - | chfpr | parts | cfurn | furnaces | whl | par | 2003-01-21 | 2009-01-21 00:00:00 | gas | 2003-01-21 |  | lau | - | n | y | - | 163
448721 | AM101-US-1 | MIXING VALVE SPARCO 3/4" | nuro | - | - | - | blprt | parts | bl | boiler | mis | par | 2012-11-22 | 2012-11-22 00:00:00 | - | 2003-01-23 | (INCLUDES UNIONS) | sparco | - | n | y | - | 65
359030 | rfm9 | VENTOR MOTOR | fron | 938685 | dns | 2009-07-07 00:00:00 | chfpr | parts | cfurn | furnaces | vea | par | 2009-07-07 | 2009-01-21 00:00:00 | gas | 2003-02-18 |  | frontier | - | n | y | - | 102.77
745805 | 5123012-31 | MOTOR DD 1/3 HP 3SP | don | - | - | - | hfprt | parts | furn | furnace | - | par | 2007-04-20 | 2009-01-21 00:00:00 | gas | 2003-02-28 | AL90 REGA-10F-PFB | rheem | - | n | y | - | 78.81
798139 | 320720-753 | HEAT EXCHANGER FACE PLATE | wtbn | - | - | - | hfprt | parts | furn | furnace | - | par | 2003-03-13 | 2009-01-21 00:00:00 | gas | 2003-03-13 |  | carrier | - | n | y | - | 185.88
171767 | 36-7.5J370 | CAPACITOR F/OLSEN | ahsp | - | - | - | chfpr | parts | cfurn | furnaces | cpr | par | 2003-04-11 | 2009-01-21 00:00:00 | gas | 2003-04-11 |  | olsen | - | n | y | - | 4.2
133053 | 02SVEEWC0390 | ELBOW, 90 DEGREES F/WEIL MCLAI | bdsp | - | - | - | blprt | parts | bl | boiler | mis | par | 2003-04-24 | 2009-01-21 00:00:00 | gas | 2003-04-24 | N BOILER - VHE-6, SERIES 2 | weil mclain boiler | - | n | y | - | 45.72
734165 | 460f3/4 | GAS SHUT-OFF VALVE 3/4" | fron | 859903 | dns | 2004-07-08 00:00:00 | chfpr | parts | cfurn | furnaces | gvc | par | 2004-07-08 | 2009-01-21 00:00:00 | gas | 2003-06-30 |  | frontier | - | n | y | - | 5.38
859903 | 460f3/4 | GAS SHUTOFF VALVE 3/4" | fron | - | - | - | chfpr | parts | cfurn | furnaces | gvc | par | 2003-06-30 | 2009-01-21 00:00:00 | gas | 2003-06-30 |  | frontier | - | n | y | - | 5.38
514146 | 0281200600L | P-TRAP | york | - | - | - | crtpr | parts | crtu | roof top units | - | par | 2003-07-04 | 2009-01-21 00:00:00 | gas | 2003-07-04 |  | york | - | n | y | - | 15
709245 | 38TKB024---3 | OUTSIDE CONDENSING UNIT F/ | car | - | - | - | chfpr | parts | cfurn | furnaces | mis | par | 2003-07-04 | 2009-01-21 00:00:00 | elec | 2003-07-04 | CARRIER A/C | carrier | - | n | y | - | 675
226110 | 5123055-12 | MOTOR F/ RAJ-024JAS | don | - | - | - | acprt | parts | ac | air conditioning | mor | par | 2007-04-20 | 2009-01-21 00:00:00 | elec | 2003-07-11 |  | rheem | - | n | y | - | 82.48
496113 | 6871A0035F | BOARD, INDOOR F/DUCTLESS SPLIT | fron | - | - | - | acprt | parts | ac | air conditioning | mis | par | 2003-07-11 | 2009-01-21 00:00:00 | elec | 2003-07-11 | A/C - LS-L210CC | ductless spilt a/c | - | n | y | - | 100.7
712067 | 36-30-370440 | CAPACITOR, RUN 30MFD 370/440V | wtbn | - | - | - | acprt | parts | ac | air conditioning | cpr | par | 2018-06-01 | 2009-01-21 00:00:00 | elec | 2003-07-11 | REPLACES 43-25134-09 | alltemp | - | n | y | - | 8.58
900436 | 6871A10036K | BOARD,OUTDOOR F/DUCTLESS SPILT | fron | - | - | - | acprt | parts | ac | air conditioning | com | par | 2009-08-07 | 2009-01-21 00:00:00 | elec | 2003-07-11 | A/C - LS-L1210CC REPLACES 6871A10036F | ductless split a/c | - | n | y | - | 157.21
429178 | 02619654-705 | WHEEL BLOWER F/P3URD14N09501A | york | - | - | - | hfprt | parts | furn | furnace | blw | par | 2006-06-27 | 2009-01-21 00:00:00 | gas | 2003-08-12 |  | york | - | n | y | - | 58.65
473977 | 36-5-370440 | CAPACITOR RUN 5MFD 370V | wtbn | - | - | - | hfprt | parts | furn | furnace | cpr | par | 2024-08-20 | 2018-06-01 00:00:00 | gas | 2003-08-13 | REPLACES 43-25134-02 | alltemp | - | n | y | a | 3.42
375536 | 51-23-012-41 | MOTOR DD F/RGDG075AUEA | don | - | - | - | hfprt | parts | furn | furnace | mor | par | 2009-01-30 | 2009-01-30 00:00:00 | gas | 2003-08-18 |  | rheem | - | n | y | - | 86.95
394146 | SBRHD# | SOUND BLANKET F/ MILLER | fron | - | - | - | acprt | parts | ac | air conditioning | mis | par | 2018-04-11 | 2009-01-21 00:00:00 | elec | 2003-08-19 | CRM2248150PFV3 | miller | - | n | y | - | 34.33
079623 | STASTEEL55X1B | HANDLE 1" DIAM X 55 1/8"CARBON | subz | - | - | - | rfacc | accessories | ref | refrigerators | - | inv | 2003-08-26 | 2003-08-26 00:00:00 | - | 2003-08-26 |  | - | - | n | y | - | 260
090530 | 36-15-370440 | CAPACITOR(RUN)OVAL 15MFD 370/ | wtbn | - | - | - | hfprt | parts | furn | furnace | cpr | par | 2018-11-22 | 2009-01-21 00:00:00 | gas | 2003-08-29 | 440V REPLACES 43-25134-06,CPT00180, 02425900000,02435764000 | alltemp | - | n | y | b | 5.34
736360 | 6871A3009R | PC BOARD F/ LG LM-2430C2L | fron | - | - | - | acprt | parts | ac | air conditioning | mis | par | 2003-09-09 | 2009-01-21 00:00:00 | elec | 2003-09-09 |  | lg | - | n | y | - | 46.61
148525 | 36-4-370440 | CAPACITOR RUN 4MFD 370/440V | wtbn | - | - | - | hfprt | parts | furn | furnace | cpr | par | 2013-01-27 | 2013-01-26 00:00:00 | gas | 2003-10-15 | OVAL | alltemp | - | n | y | b | 8.54
474510 | 7022436-02 | VENTOR ASSY F/G2RC-075 | ngpl | - | - | - | chfpr | parts | cfurn | furnaces | vea | par | 2003-10-27 | 2009-01-21 00:00:00 | gas | 2003-10-27 |  | intertherm | - | n | y | - | 288.87
367161 | S38776B001 | VENTOR MOTOR ASSY F,AG6F80CG | don | - | - | - | hfprt | parts | furn | furnace | mis | par | 2007-04-18 | 2009-01-21 00:00:00 | gas | 2003-10-28 |  | don park | - | n | y | - | 117.48
409715 | 511-330-235 | IGNITOR BRACKET(PIOT BURNER IG | basu | 210980 | - | - | blprt | parts | bl | boiler | eli | par | 2005-10-18 | 2009-01-21 00:00:00 | gas | 2003-11-01 | NITION ELECTRODE ASSY&TUBING)/WEIL MCLAIN VHE-6 | weil mclain | - | n | y | - | 397.59
242555 | 026-3228-700 | WHEEL,BLOWER | york | - | - | - | chfpr | parts | cfurn | furnaces | blw | par | 2003-11-05 | 2009-01-21 00:00:00 | gas | 2003-11-05 |  | evcon/ducane | - | n | y | - | 150
145500 | RH422290509 | SWITCH PRES F/G2RC060C15 | tren | - | - | - | cbprt | parts | cb | conversion burner | mis | par | 2003-11-10 | 2009-01-21 00:00:00 | gas | 2003-11-10 |  | nordyne | - | n | y | - | 61.34
934952 | 7TFSDV1218 | ADJ 12" TO 18" VENT PIPE CHAR | verm | - | - | - | fpacc | accessories | fp | fireplaces | - | par | 2003-11-11 | 2009-01-21 00:00:00 | - | 2003-11-11 |  | - | - | n | y | - | 48.06
140438 | 36-40-370440 | CAPACITOR[RUN] OVAL,40MFD 370/ | wtbn | - | - | - | hfprt | parts | furn | furnace | cpr | par | 2018-06-01 | 2018-06-01 00:00:00 | gas | 2003-11-18 | 440. REPLACES CAP40/370440 | alltemp | - | n | y | - | 11.45
483418 | AH66-398X01 | GASKET,ELECTRODE PACKING F/RIN | wtbn | - | - | - | blprt | parts | bl | boiler | gat | par | 2015-11-02 | 2009-01-21 00:00:00 | gas | 2003-11-26 | NAI BOILER REU-V2532FFUC-US | rinnai | - | n | y | b | 5.29
564658 | 026-16381-139 | WHEEL,BLOWER F/COLEMAN BGU0951 | fron | - | - | - | chfpr | parts | cfurn | furnaces | blw | par | 2005-12-15 | 2009-01-21 00:00:00 | gas | 2003-12-04 | 6 | coleman | - | n | y | - | 95.2
184779 | 0310141000 | SENSOR, LIQUID LINE F/YORK HEA | york | - | - | - | acprt | parts | ac | air conditioning | mis | par | 2003-12-09 | 2009-01-21 00:00:00 | elec | 2003-12-09 | T PUMP CHP018-6A | york | - | n | y | - | 10
807094 | 4000P902SG | GASKET F/GLASS DOOR FOR | fron | - | - | - | fpprt | parts | fp | fireplaces | mis | par | 2003-12-18 | 2009-01-21 00:00:00 | gas | 2003-12-18 |  | insta-flame fp | - | n | y | - | 15
626017 | AS61164-83 | CE3LLS F/HEAT EX, RHEEM,UGEB | don | - | - | - | hfprt | parts | furn | furnace | mis | par | 2007-04-20 | 2009-01-21 00:00:00 | gas | 2003-12-19 |  | don park | - | n | y | - | 98.13
431016 | 42-2128-04 | DOOR SWITCH F/UGDE07ELAEB/RUUD | pwmt | - | - | - | chfpr | parts | cfurn | furnaces | swd | par | 2006-02-10 | 2009-01-21 00:00:00 | gas | 2004-01-16 |  | ruud | - | n | y | - | 11.58
877841 | AS61640-07 | VESTIBULE PLT /FUGDE07ELAEB | pwmt | - | - | - | chfpr | parts | cfurn | furnaces | mis | par | 2010-03-29 | 2010-03-29 00:00:00 | gas | 2004-01-16 |  | ruud | - | n | y | - | 98.88
416178 | 026-20224-70 | MOTOR, VENTOR | etrf | - | - | - | crtpr | parts | crtu | roof top units | vea | par | 2004-01-19 | 2009-01-21 00:00:00 | gas | 2004-01-19 |  | - | - | n | y | - | 156.13
248421 | RH4222905-09 | SWITCH,PRESSURE F/G2RC060C15 & | ngpl | - | - | - | chfpr | parts | cfurn | furnaces | swp | par | 2004-01-21 | 2009-01-21 00:00:00 | gas | 2004-01-21 | 075C15 | - | - | n | y | - | 67.79
505689 | 7TFSDVP1218 | FP-12-18 ADJ VENT OXFORD | redt | - | - | - | fpacc | accessories | fp | fireplaces | - | par | 2015-10-05 | 2015-03-06 00:00:00 | - | 2004-02-03 | Majestic:1218" Charcoal Gray Adjustable Vent Pipe Oxford | majestic | fireplace | n | y | - | 84.93
323955 | 510-811-655 | GAS VALVE, F/WEIL MCLAIN | basu | - | - | - | blprt | parts | bl | boiler | gvc | par | 2004-02-19 | 2009-01-21 00:00:00 | gas | 2004-02-19 | BOILER - VHE-4 | weil mcclain boiler | - | n | y | - | 309
481279 | 224-32731-83 | ANODE BRADFORD WHITE | fron | - | - | - | chfpr | parts | cfurn | furnaces | btc | par | 2006-06-28 | 2009-01-21 00:00:00 | gas | 2004-03-26 |  | bradford white | - | n | y | - | 32.35
780063 | AM101R-US-1 | MIXING VALVE SWEAT UNION 3/4" | nuro | - | - | - | whprt | parts | wh | water heater | mis | par | 2011-10-12 | 2009-01-21 00:00:00 | gas | 2004-03-26 | 80-180F SPARCO | sparco | - | n | y | - | 247.97
056522 | NPR4ACL525 | CHIMNEY LINER KITS 25FT 5". | ngpl | - | - | - | consl | consumables | opp | operations | - | inv | 2009-04-03 | 2008-01-22 00:00:00 | - | 2004-04-02 |  | deflecto | - | n | y | - | 55.77
398520 | NPR4ACL535 | CHIMNEY LINER KITS 35FT 5". | ngpl | - | - | - | consl | consumables | opp | operations | - | inv | 2009-04-03 | 2008-01-22 00:00:00 | - | 2004-04-02 |  | deflecto | - | n | y | - | 71.78
532060 | NPR4ACL5525 | CHIMNEY LINER KITS 25FT 5.5". | ngpl | - | - | - | consl | consumables | opp | operations | - | inv | 2009-04-03 | 2008-01-22 00:00:00 | - | 2004-04-02 |  | deflecto | - | n | y | - | 67.4
763379 | NPR4ACL5535 | CHIMNEY LINER KITS 35FT 5.5". | ngpl | - | - | - | consl | consumables | opp | operations | - | inv | 2009-04-03 | 2008-01-22 00:00:00 | - | 2004-04-02 |  | deflecto | - | n | y | - | 83.19
545453 | 36-12-370440 | CAPACITOR | wtbn | - | - | - | chfpr | parts | cfurn | furnaces | cpr | par | 2019-02-15 | 2009-03-04 00:00:00 | gas | 2004-04-12 |  | altemp | - | n | y | - | 5.06
565167 | DPFCLK5535HV | CHIMNEY LINER KITS 35FT 5.5". | don | - | - | - | consl | consumables | opp | operations | - | inv | 2014-10-01 | 2013-01-26 00:00:00 | - | 2004-04-12 | Chimney Liner Kit 35ft X 5.5in. | don park | misc | n | y | - | 92.39
632444 | DPFCLK525HV | CHIMNEY LINER KITS 25FT 5". | don | - | - | - | consl | consumables | opp | operations | - | inv | 2011-04-18 | 2013-01-26 00:00:00 | - | 2004-04-12 | Chimney Liner Kit 25ft X 5in. | don park | misc | n | y | - | 55.11
724208 | DPFCLK535HV | CHIMNEY LINER KITS 35FT 5". | don | - | - | - | consl | consumables | opp | operations | - | inv | 2011-04-18 | 2013-01-26 00:00:00 | - | 2004-04-12 | Chimney Liner Kit 35ft X 5in. | don park | misc | n | y | - | 71.42
967738 | DPFCLK5525HV | CHIMNEY LINER KITS 25FT 5.5". | don | - | - | - | consl | consumables | opp | operations | - | inv | 2014-10-01 | 2013-01-26 00:00:00 | - | 2004-04-12 | Chimney Liner Kit 25ft X 5.5in. | don park | misc | n | y | - | 82.5
423074 | DP1F86-244 | TSTAT,HT/CL DIGIT NONPROGAM | don | - | - | - | consl | consumables | opp | operations | - | inv | 2014-09-23 | 2013-01-26 00:00:00 | - | 2004-04-13 |  | white rogers | - | n | y | - | 27.11
505492 | DP 1F56WC-62 TSTAT | HORIZONTAL HEAT/COOL | don | - | - | - | hfprt | parts | furn | furnace | - | inv | 2007-11-01 | 2004-05-02 00:00:00 | - | 2004-04-13 |  | white rogers | - | n | y | - | 23.83
900069 | PVCMA15ULS | PUMP, COND W/SAFETY SWITCH## | desc | 026323 | - | - | consl | consumables | opp | operations | - | inv | 2024-03-25 | 2023-12-06 00:00:00 | - | 2004-04-13 | Condensate Pump | don park | misc | n | y | - | 50
165041 | NPVCMA15ULS | PUMP,CONDENSATE W/SAFETY SWITC | ngpl | - | - | - | consl | consumables | opp | operations | - | inv | 2007-11-01 | 2004-04-20 00:00:00 | - | 2004-04-20 | H,NO TUBING | little giant | - | n | y | - | 48
245035 | DP T87F3673 TSTAT | THERMOSTAT,H/C ROUND W/SUB BAS | don | - | - | - | hfprt | parts | furn | furnace | - | inv | 2008-09-09 | 2008-09-09 00:00:00 | - | 2004-04-20 | E MECH | honeywell | - | n | y | - | 59.68
726215 | NP T87F3673 TSTAT | THERMOSTAT,H/C ROUND W/SUB BAS | ngpl | - | - | - | hfprt | parts | furn | furnace | - | inv | 2007-11-01 | 2004-05-02 00:00:00 | - | 2004-04-21 | E MECH | honeywell | - | n | y | - | 60
210173 | NP DK 20 X 10 X 4" FILTER | DROP KIT WITH SPLITTER VANE | ngpl | - | - | - | hfrkt | return air drop kits | furn | furnace | - | inv | 2007-11-01 | 2004-07-09 00:00:00 | - | 2004-04-29 |  | - | - | n | y | - | 144.07
210208 | NP DK 25 X 10 X 4" FILTER | DROP KIT WITH SPLITTER VANE | ngpl | - | - | - | hfrkt | return air drop kits | furn | furnace | - | inv | 2007-11-01 | 2004-07-09 00:00:00 | - | 2004-04-29 |  | - | - | n | y | - | 161.93
217076 | NP T87F3673 - TSTAT | ROUND H/C ROUND WITH SUB | ngpl | 726215 | dns | 2004-05-02 00:00:00 | hfprt | parts | furn | furnace | - | inv | 2005-05-31 | - | - | 2004-04-29 |  | - | - | n | y | - | 60
217440 | DP 1F56WC-62 - TSTAT | HORIZONTAL HEAT\COOL | don | 505492 | dns | 2004-05-02 00:00:00 | hfprt | parts | furn | furnace | - | inv | 2007-04-20 | - | - | 2004-04-29 |  | - | - | n | y | - | 23.83
217623 | DP T87F3673 - TSTAT | ROUND H/C ROUND WITH SUB | don | 245035 | dns | 2004-05-02 00:00:00 | hfprt | parts | furn | furnace | - | inv | 2007-04-20 | - | - | 2004-04-29 |  | - | - | n | y | - | 63.66
233350 | 61C-O/12X4S/AW/D/2D/AB | GRILLES,12X4 | munr | - | - | - | hfprt | parts | furn | furnace | - | par | 2004-05-06 | 2009-01-21 00:00:00 | elec | 2004-05-06 |  | munro metals | - | n | y | - | 25
562732 | 61C-O/12X4S/AW/D/2C/AB | GRILLES,12X4 | munr | - | - | - | hfprt | parts | furn | furnace | - | par | 2004-05-06 | 2009-01-21 00:00:00 | elec | 2004-05-06 |  | munro metals | - | n | y | - | 25
DP7299 | DP FIELD TRANSITION | TRANSITION, FOR CRACKERS. | don | dp7199 | dns | 2004-06-07 00:00:00 | hfsha | accessories | furn | furnace | - | inv | 2008-03-03 | 2004-05-11 00:00:00 | - | 2004-05-11 |  | - | - | n | y | - | 28.18
210035 | 6871A30009R | PCB BOARD FOR DISPLAY | fron | - | - | - | acprt | parts | ac | air conditioning | mis | par | 2004-05-14 | 2009-01-21 00:00:00 | elec | 2004-05-14 |  | frontier | - | n | y | - | 46.61
595570 | 6871A10035F | INDOOR MAIN PCB BOARD F/LG, | fron | - | - | - | acprt | parts | ac | air conditioning | mis | par | 2004-05-14 | 2009-01-21 00:00:00 | elec | 2004-05-14 | KEEPRITE AC UNIT | - | - | n | y | - | 100.7
NP4099 | NP FIELD TRANSITION | TRANSITION FOR CRACKERS | ngpl | np4011 | dns | 2004-06-07 00:00:00 | hfsha | accessories | furn | furnace | - | inv | 2004-06-07 | 2004-05-14 00:00:00 | - | 2004-05-14 |  | - | - | n | y | - | 11
812767 | HAXPSA1930 | SWITCH,WATER PRESSURE /HAYWARD | cpto | - | - | - | ptprt | parts | patio | patio | swp | par | 2011-04-07 | 2009-08-05 00:00:00 | gas | 2004-05-26 | H250101 | hayward | - | n | y | - | 42.92
667194 | 6871A10036J | BOARD,OUTDOORF/DUCTLESS SPLIT | fron | - | - | - | acprt | parts | ac | air conditioning | mis | par | 2004-06-03 | 2009-01-21 00:00:00 | elec | 2004-06-03 | A/C F/ HMC024KD | icp | - | n | y | - | 106.65
458644 | 6903-4051/C | A COIL 2 1/2 TON F/ BRCS0308 | york | - | - | - | acprt | parts | ac | air conditioning | cls | par | 2004-06-04 | 2009-01-21 00:00:00 | elec | 2004-06-04 |  | - | - | n | y | - | 869
DP7199 | DP FIELD TRANSITIONS | MTL-FIELD TRANSITION | don | - | - | - | hfsha | accessories | furn | furnace | - | lab | 2010-08-05 | 2010-08-05 00:00:00 | - | 2004-06-07 | Sheet Metal Transition - Custom Fabricated | - | ductwork | n | n | - | 0
NP4011 | NP FIELD TRANSITIONS | MTL-FIELD TRANSITION | ngpl | np4099 | - | - | hfsha | accessories | furn | furnace | - | lab | 2009-04-03 | 2004-06-07 00:00:00 | - | 2004-06-07 |  | - | - | n | n | - | 0
553147 | 024-2590-000 | CAP,RUN F/PBKM-LD16N120A | york | - | - | - | chfpr | parts | cfurn | furnaces | cpr | par | 2004-06-12 | 2009-01-21 00:00:00 | gas | 2004-06-12 |  | york | - | n | y | - | 15
387925 | 12X34CXFADP- | 1/2" ADAPTER SW X 3/4" FIP | don | - | - | - | consl | consumables | opp | operations | - | inv | 2016-04-20 | 2013-01-26 00:00:00 | - | 2004-06-18 |  | fairview | - | n | y | - | 2.33
545353 | 6903-4051C | A COIL F,COLEMAN 2024-611 | york | - | - | - | acprt | parts | ac | air conditioning | cls | par | 2004-06-29 | 2009-01-21 00:00:00 | elec | 2004-06-29 |  | york | - | n | y | - | 434.5
768494 | 4681A2004R | MOTOR, COND F/LG - LS-L1210CL | fron | - | - | - | acprt | parts | ac | air conditioning | mis | par | 2004-06-29 | 2009-01-21 00:00:00 | elec | 2004-06-29 |  | lg electronics a/c | - | n | y | - | 90.33
638518 | 38TKB024-3 | CONDENSER UNIT F/38TKB024-330 | fron | - | - | - | acprt | parts | ac | air conditioning | mis | par | 2004-08-23 | 2009-01-21 00:00:00 | elec | 2004-08-23 |  | - | - | n | y | - | 687.28
569020 | 42-21268-04 | DOOR SWTCH F/UGDA-100CBEA | fron | - | - | - | chfpr | parts | cfurn | furnaces | mis | par | 2010-10-27 | 2010-10-26 00:00:00 | gas | 2004-09-16 | REPLACES 42-21268-84 | ruud | - | n | y | - | 14.29
325469 | 70-101087-81 | MOTOR AIR VENTOR W/HOUSING F/ | wtbn | - | - | - | hfprt | parts | furn | furnace | vea | par | 2013-01-07 | 2013-01-26 00:00:00 | gas | 2004-10-01 | MID-EFF HF RGPH07EAUEA | rheem | - | n | y | b | 259.07
071487 | 02516673-000 | FUSABLE NLA USE 025-16673-000 | york | 269537 | dns | 2004-12-09 00:00:00 | hfprt | parts | furn | furnace | mis | par | 2004-12-09 | 2009-01-21 00:00:00 | elec | 2004-12-09 |  | york | - | n | y | - | 23
349836 | 025-30372000 | 90 DEGREE NLA USE 02530372-000 | york | 437687 | dns | 2004-12-09 00:00:00 | chfpr | parts | cfurn | furnaces | mis | par | 2004-12-09 | 2009-01-21 00:00:00 | elec | 2004-12-09 |  | york | - | n | y | - | 42
650896 | 1000-P136WR | THERMOPILE FOR CFM ZDV1001N | fron | - | - | - | fpprt | parts | fp | fireplaces | mis | par | 2023-01-02 | 2010-08-27 00:00:00 | gas | 2004-12-16 |  | cfm | - | n | y | - | 43.89
211954 | 026-20224-700 | VENTOR MOTOR ASSEMBLY FOR YORK | york | - | - | - | hfprt | parts | furn | furnace | vea | par | 2006-06-08 | 2009-01-21 00:00:00 | gas | 2005-01-05 | ROOFTOP UNIT | york | - | n | y | - | 173.5
415696 | 70-10108-81 | MOTOR AIR NLA USE 70-101087-81 | don | - | - | - | hfprt | parts | furn | furnace | vea | par | 2006-05-06 | 2009-01-21 00:00:00 | gas | 2005-01-19 | RHEEM HF | rheem | - | n | y | - | 154.73
222475 | 02616381-139 | WHEEL BLOWER 10X10X1/2 COLEMAN | fron | - | - | - | chfpr | parts | cfurn | furnaces | blw | par | 2005-01-21 | 2009-01-21 00:00:00 | gas | 2005-01-21 | COUNTER CLOCKWISE FACING HUB 48 BLADE F/BGU09516 | coleman | - | n | y | - | 155
380489 | 022427519000 | VENTOR MOTOR FOR LUXAIRE M#PCU | ftgp | - | - | - | hfprt | parts | furn | furnace | vea | par | 2006-06-08 | 2009-01-21 00:00:00 | elec | 2005-01-24 | HALD08N060A | fortress | - | n | y | - | 186.5
077461 | 62-24164-01 | IGNITOR,DIRECT SPARK(D.S.I.)F/ | wtbn | - | - | - | chfpr | parts | cfurn | furnaces | mis | par | 2008-09-08 | 2013-01-26 00:00:00 | gas | 2005-02-09 | RHEEM MODEL#RGPK07AUER | rheem | - | n | y | b | 15.69
938685 | rfm9 | VENTOR MOTOR FOR KEEPRITE M# | fron | - | - | - | blprt | parts | bl | boiler | mor | par | 2005-02-14 | 2009-01-21 00:00:00 | gas | 2005-02-14 | KCRT08F-CH-300S | rotom | - | n | y | - | 101.96
741277 | AE61698-82 | BRACKET,(4) MOTOR F/RHEEM | fron | - | - | - | hfprt | parts | furn | furnace | mis | par | 2012-08-10 | 2012-08-10 00:00:00 | gas | 2005-02-15 | RHEEM - UGRA07-EMAEB | rheem furnace | - | n | y | - | 7.84
815704 | 025-29041002 | SWITCH AIR 24V OPEN @ 150F W/ | fron | - | - | - | hfprt | parts | furn | furnace | hlc | par | 2010-01-12 | 2010-01-12 00:00:00 | gas | 2005-03-02 | 30F DIFF 3"INSERTION F/DGU100 P2URD P3URB12N075 USE 025-29041-002 | york | - | n | y | - | 11.25
633672 | DPSHGA244828F | 24 X 48 28G SHEET W/.5 DFO(48) | don | - | - | - | consl | consumables | opp | operations | - | inv | 2011-04-27 | 2013-01-26 00:00:00 | - | 2005-03-08 |  | don park | - | n | y | - | 4.55
651708 | DPSHGA244828 | SHEET METAL 24 X 48 28GA GALV | desc | - | - | - | consl | consumables | opp | operations | - | inv | 2024-10-16 | 2017-11-29 00:00:00 | - | 2005-03-08 |  | don park | - | n | y | - | 9.45
325848 | DP 1F86-244 | IAQ TSTATE - DO NOT USE | don | 423074 | dns | 2005-05-30 00:00:00 | hfprt | parts | furn | furnace | - | inv | 2013-06-28 | 2005-04-29 00:00:00 | - | 2005-04-29 |  | don park | - | n | y | - | 38.54
639837 | 224-3231-83 | ROD OUTLET & ANODE F/MIITW75T | fron | - | - | - | whprt | parts | wh | water heater | mis | par | 2005-05-09 | 2009-01-21 00:00:00 | gas | 2005-05-09 |  | - | - | n | y | - | 25.87
036505 | NPRBBV5UAM | B-VENT 5" MALE UNIV. ADAP.1/2" | ngpl | - | - | - | consl | consumables | opp | operations | - | inv | 2005-05-10 | 2005-05-10 00:00:00 | - | 2005-05-10 |  | ngpl | - | n | y | - | 19.5
846621 | NPRBBV5UAMQ | B-VENT 5" MALE UNIV. ADAP.1/4" | ngpl | - | - | - | consl | consumables | opp | operations | - | inv | 2005-05-10 | 2005-05-10 00:00:00 | - | 2005-05-10 |  | ngpl | - | n | y | - | 19
373686 | NP DK 20 X 10 X 1" FILTER | MTL-10X23 BOOT ONLY | ngpl | - | - | - | hfrkt | return air drop kits | furn | furnace | - | inv | 2005-08-30 | 2005-08-30 00:00:00 | - | 2005-05-30 |  | ngpl | - | n | y | - | 56.66
427082 | NPSHGA244828 | 24 X 48 28GA GALV SHEET METAL | ngpl | - | - | - | consl | consumables | opp | operations | - | inv | 2008-07-28 | 2008-07-28 00:00:00 | - | 2005-05-30 |  | niagara plumbing supply | - | n | y | - | 9.27
459419 | NPSHGA244828F | 24 X48 28GA SHEET W/.5 DFO(48) | ngpl | - | - | - | consl | consumables | opp | operations | - | inv | 2005-11-15 | 2005-05-30 00:00:00 | - | 2005-05-30 |  | ngpl | - | n | y | - | 15.16
559011 | NP DK 25 X 10 X 1" FILTER | MTL-10X23 COMPLETE DROP | ngpl | - | - | - | hfrkt | return air drop kits | furn | furnace | - | inv | 2005-08-30 | 2005-08-30 00:00:00 | - | 2005-05-30 |  | ngpl | - | n | y | - | 79.29
604272 | AS-100560-01 | HEAT EXCHANGER F/RUUD | basu | - | - | - | alprt | parts | aclnr | iaq air cleaner | mis | par | 2007-02-16 | 2009-01-21 00:00:00 | elec | 2005-06-14 |  | trane furnace | - | n | y | - | 205.85
320560 | 023-16391-00 | VALVE,LIQUID,F/H1CA036S06A | fron | - | - | - | acprt | parts | ac | air conditioning | mis | par | 2005-06-15 | 2009-01-21 00:00:00 | elec | 2005-06-15 |  | frontier | - | n | y | - | 15.5
575349 | 023-16391-000 | VALVE, LIQUID,F/H1DA024S06A | fron | - | - | - | acprt | parts | ac | air conditioning | mis | par | 2005-06-22 | 2009-01-21 00:00:00 | elec | 2005-06-15 |  | frontier | - | n | y | - | 21.7
554098 | 8910DP32V09 | CONTACTOR,24VOLT -30 AMP | fron | - | - | - | acprt | parts | ac | air conditioning | mis | par | 2008-06-23 | 2009-01-21 00:00:00 | elec | 2005-07-01 |  | snyder | - | n | y | - | 5.39
921065 | 36-355R3744 | DUAL CAPACITOR | wtbn | - | - | - | acprt | parts | ac | air conditioning | cpr | par | 2024-08-02 | 2019-02-20 00:00:00 | elec | 2005-07-05 | 35/5MFD 370/440V ROUND REPLACES 89M74 AND 1086638 36355R3744 | alltemp | - | n | y | a | 13.43
423787 | 36-7.5J-370 | CAPACITOR 7.5 MFD | ghdy | - | - | - | chfpr | parts | cfurn | furnaces | mis | par | 2009-07-16 | 2009-07-16 00:00:00 | gas | 2005-07-06 |  | all temp | - | n | y | - | 1.98
186970 | 024-25905-000 | CAPACITOR RUN 40MFD 440V | fron | - | - | - | hfprt | parts | furn | furnace | cpr | par | 2011-08-05 | 2009-01-21 00:00:00 | gas | 2005-07-07 | OVAL | york | - | n | y | - | 19.6
288841 | 4225104-06 | HEAT RELAY PLUG,F/RGDA-04ECBB | fron | - | - | - | hfprt | parts | furn | furnace | mis | par | 2005-07-07 | 2009-01-21 00:00:00 | gas | 2005-07-07 |  | frontier | - | n | y | - | 9.65
112964 | 5123055-11 | MOTOR,CONDENSOR F/ QCE28-1 | fron | - | - | - | acprt | parts | ac | air conditioning | mor | par | 2005-07-18 | 2009-01-21 00:00:00 | elec | 2005-07-18 |  | - | - | n | y | - | 149.15
318703 | 36-20-5-3744 | CAPACITOR,DUAL,20/5MFD 370/ | wtbn | - | - | - | acprt | parts | ac | air conditioning | cpr | par | 2023-02-19 | 2013-01-26 00:00:00 | elec | 2005-08-02 | 440V. | all temp | - | n | y | - | 12.79
854972 | ZR22K4-PFV930 | COMPRESSOR HERMETIC COPELAND | uref | - | - | - | acprt | parts | ac | air conditioning | cmp | par | 2010-05-31 | 2009-01-21 00:00:00 | elec | 2005-08-04 | SCROLL R22 2 TON F/TCA024AKA1 ICP | copeland | - | n | y | - | 444.34
176921 | S43271-001 | CAPILLARY TUBE F,26HC123A-1A | fron | - | - | - | hfprt | parts | furn | furnace | mis | par | 2005-08-08 | 2009-01-21 00:00:00 | gas | 2005-08-08 |  | frontier | - | n | y | - | 33.18
985584 | CREMANDPR001A01 | DAMPER, MANUAL FRESH AIR | car | - | - | - | crtpr | parts | crtu | roof top units | - | inv | 2005-09-21 | 2005-09-21 00:00:00 | elec | 2005-09-21 |  | carrier | - | n | y | - | 75
687376 | H8908B1002 | HUMIDISTAT WALL/DUCT MOUNT -20 | fron | - | - | - | hmprt | parts | humid | iaq humidifier | mis | par | 2011-02-16 | 2011-02-16 00:00:00 | elec | 2005-10-04 | F TO +20F 15-40 HUMID SETTING SPST SWITCH | honeywell | - | n | y | - | 31.56
718215 | STE V-1773484 | VALVE 1/2" ANGLE MINI COPPER | nuro | - | - | - | blprt | parts | bl | boiler | - | inv | 2005-10-13 | 2005-10-13 00:00:00 | - | 2005-10-13 |  | - | - | n | y | - | 74.8
282578 | 006-BC7-IFC | MOTOR WATER 1/40HP 115V 3250RP | fron | - | - | - | blprt | parts | bl | boiler | mor | par | 2011-02-02 | 2011-02-02 00:00:00 | gas | 2005-10-17 | M BRONZE 3/4"SWEAT INTERNAL FLOW CHECK | taco | - | n | y | - | 184.38
532496 | SRV446-510A | PILOT ASSY. COMPLETE F/ | fron | - | - | - | fpprt | parts | fp | fireplaces | pta | par | 2024-03-07 | 2024-03-07 00:00:00 | gas | 2005-11-10 | HEAT-N-GLO # SL-32GDV, INCL THERMOCOUPLE, THERMOPILE SPARKR PILOT, TUBING | heat & glow | - | n | y | - | 183
169431 | NPQ0230 DNS | TWIN 30 AMP SQUARE D PUSH ON | ngpl | - | - | - | consl | consumables | opp | operations | - | mil | 2009-04-03 | 2006-02-28 00:00:00 | - | 2005-11-14 |  | ngpl | - | n | n | - | 27.65
278123 | NPQ0220 DNS | TWIN 20 AMP SQUARE D PUSH ON | ngpl | - | - | - | consl | consumables | opp | operations | - | mil | 2009-04-03 | 2005-11-14 00:00:00 | - | 2005-11-14 |  | ngpl | - | n | n | - | 19.6
282666 | NP PVC 2"1FT/UNIT DNS | PVC 2" 1'/UNIT | ngpl | - | - | - | consl | consumables | opp | operations | - | mil | 2007-08-08 | 2007-07-26 00:00:00 | - | 2005-11-14 |  | energy vent | - | n | n | - | 1.56
417204 | NPQ220 DNS | TWIN 20 AMP SIEMEN PUSH ON | ngpl | - | - | - | consl | consumables | opp | operations | - | mil | 2009-04-03 | 2005-11-14 00:00:00 | - | 2005-11-14 |  | siemen | - | n | n | - | 15.68
505010 | NPQ215 DNS | TWIN 15 AMP SIEMEN PUSH ON | ngpl | - | - | - | consl | consumables | opp | operations | - | mil | 2009-04-03 | 2005-11-14 00:00:00 | - | 2005-11-14 |  | ngpl | - | n | n | - | 19.6
511624 | NPQ230 DNS | TWIN 30 AMP SIEMEN PUSH ON | ngpl | - | - | - | consl | consumables | opp | operations | - | mil | 2009-04-03 | 2005-11-14 00:00:00 | - | 2005-11-14 |  | ngpl | - | n | n | - | 19.88
553084 | NP PVC 3" 1FT/UNIT DNS | PVC 3" 1FT/UNIT | ngpl | - | - | - | consl | consumables | opp | operations | - | mil | 2007-08-08 | 2007-07-26 00:00:00 | - | 2005-11-14 |  | energy vent | - | n | n | - | 3.64
636190 | NPRB436 DNS | B-VENT 4"X 36" PIPE LGTH | ngpl | - | - | - | consl | consumables | opp | operations | - | mil | 2009-04-03 | 2005-11-14 00:00:00 | - | 2005-11-14 |  | ngpl | - | n | n | - | 14.68
812941 | NPNC0215 DNS | STAB LOC, 15 AMP | ngpl | - | - | - | consl | consumables | opp | operations | - | mil | 2009-04-03 | 2006-02-28 00:00:00 | - | 2005-11-14 |  | ngpl | - | n | n | - | 21.42
855962 | NPNC015 DNS | STAB LOCK SING;E 15 AMP PUSH | ngpl | - | - | - | consl | consumables | opp | operations | - | mil | 2009-04-03 | 2005-11-14 00:00:00 | - | 2005-11-14 |  | stabloc | - | n | n | - | 10.99
972911 | NPQ0215 DNS | TWIN 15 AMP SQUARE D PUSH ON | ngpl | - | - | - | consl | consumables | opp | operations | - | mil | 2009-04-03 | 2005-11-14 00:00:00 | - | 2005-11-14 |  | ngpl | - | n | n | - | 19.6
983052 | NPRB46 DNS | B-VENT 4"X6" PIPE LGTH | ngpl | - | - | - | consl | consumables | opp | operations | - | mil | 2009-04-03 | 2005-11-14 00:00:00 | - | 2005-11-14 |  | ngpl | - | n | n | - | 7.25
062745 | 910-157/P | FAN BLOWER ASSY. | fron | - | - | - | fpprt | parts | fp | fireplaces | bwa | par | 2012-03-09 | 2010-04-23 00:00:00 | gas | 2005-12-02 | F/U38NG,C33GNG1 | regency | - | n | y | - | 136.63
911717 | 33801 | 1" BRASS BALLVALVE F/N11PA | fron | - | - | - | blprt | parts | bl | boiler | mis | par | 2005-12-02 | 2009-01-21 00:00:00 | gas | 2005-12-02 |  | frontier | - | n | y | - | 16.17
087426 | DPQ0115 DNS | SINGLE 15 AMP SQUARE D PUSH ON | enhs | - | - | - | consl | consumables | opp | operations | - | mil | 2014-07-30 | 2011-04-27 00:00:00 | - | 2005-12-20 |  | - | - | n | n | - | 8.67
665120 | DPNC0215 DNS | STAB LOC,15 AMP | enhs | - | - | - | consl | consumables | opp | operations | - | mil | 2014-07-30 | 2011-04-27 00:00:00 | - | 2005-12-20 |  | - | - | n | n | - | 17.5
748228 | DPNC015 DNS | STAB LOCK SINGLE 15 AMP PUSH | enhs | - | - | - | consl | consumables | opp | operations | - | mil | 2014-07-30 | 2011-04-27 00:00:00 | - | 2005-12-20 |  | - | - | n | n | - | 10.28
532110 | DPQ01515 DNS | TWIN 15AMP SPACE SAVER SQURE D | enhs | - | - | - | consl | consumables | opp | operations | - | mil | 2014-07-30 | 2011-04-27 00:00:00 | - | 2005-12-21 |  | - | - | n | n | - | 18
413112 | 33801. | BALL VALVE 1" | ngpl | - | - | - | consl | consumables | opp | operations | - | par | 2006-05-09 | 2009-01-21 00:00:00 | - | 2006-05-09 |  | ngpl | - | n | y | - | 12.64
665279 | 36-3-370440 | CAP, OVAL REPLACES 43-25134-01 | wtbn | - | - | - | hfprt | parts | furn | furnace | cpr | par | 2023-02-19 | 2009-01-21 00:00:00 | gas | 2006-05-19 | OVAL | alltemp | - | n | y | - | 8.11
912097 | 622-22694-91 | IGNITION BOARD W HSI F RGLG-07 | fron | - | - | - | chfpr | parts | cfurn | furnaces | igm | par | 2006-05-31 | 2009-01-21 00:00:00 | gas | 2006-05-31 | EAUEA | rheem | - | n | y | - | 1
592653 | 36-805R3744 | CAPACITOR DUAL 80/5MFD 370/440 | fron | - | - | - | acprt | parts | ac | air conditioning | cpr | par | 2006-06-10 | 2009-01-21 00:00:00 | elec | 2006-06-07 | V ROUND | alltemp | - | n | y | - | 35.1
955627 | 36-304R3744 | CAPACITOR DUAL 30/4MFD 370/440 | fron | - | - | - | acprt | parts | ac | air conditioning | cpr | par | 2007-06-11 | 2009-01-21 00:00:00 | elec | 2006-06-10 | V ROUND | alltemp | - | n | y | - | 11.97
330783 | 633-900-1330 | THERMOSTAT FOR INDIRECT FIRED | fron | - | - | - | cwhpr | parts | cwh | water heaters | ths | par | 2006-07-14 | 2009-01-21 00:00:00 | gas | 2006-07-14 | WH GOLD PLUS 80 WEIL MCCLAIN | weil mcclain | - | n | y | - | 179.92
109232 | ZR24K4PF930 | COMPRESSOR SCROLL 208V SINGLE | fron | - | - | - | acprt | parts | ac | air conditioning | mis | par | 2006-07-19 | 2009-01-21 00:00:00 | elec | 2006-07-19 | PHASE 2 TON R22 | techumseh | - | n | y | - | 831.5
196214 | RS39232D002 | CAPACITOR 5MFD 370V | don | - | - | - | chfpr | parts | cfurn | furnaces | cpr | par | 2007-04-18 | 2009-01-21 00:00:00 | gas | 2006-08-01 |  | armstong | - | n | y | - | 10.28
916221 | 36-354R3744 | CAPACITOR.DUAL,35/4MFD 370V, | don | - | - | - | acprt | parts | ac | air conditioning | cpr | par | 2012-02-09 | 2009-08-24 00:00:00 | elec | 2006-08-15 | ROUND. | all temp | - | n | y | - | 7.4
801959 | ZR22K4PFV830 | COMPRESSOR F/ICP - CAC024AKC | don | - | - | - | acprt | parts | ac | air conditioning | cmp | par | 2010-05-31 | 2009-01-21 00:00:00 | elec | 2006-08-18 |  | icp a/c | - | n | y | - | 630.07
210725 | 62-22694-91 | CIRCUIT BOARD F RGLG-07EAUEA | fron | - | - | - | chfpr | parts | cfurn | furnaces | mis | par | 2006-10-31 | 2009-01-21 00:00:00 | gas | 2006-10-28 |  | rheem/ruud | - | n | y | - | 292.43
679888 | 42-24194-82 | PRESSURE SWITCH 24V SPST,0.30 | wtbn | - | - | - | hfprt | parts | furn | furnace | swp | par | 2019-10-25 | 2015-10-06 00:00:00 | gas | 2006-11-27 | WC USED ON RHEEM MODEL# RGPH SERIES REPLACES PT# 42-24335-03 AND 42-23648-03 42-24194-02 | rheem | - | n | y | b | 52.21
132664 | 1X4SPONGEGASK | 1" SPONGE GASKET | plus | - | - | - | rpprt | parts | rplmg | residential plumbing | plu | par | 2023-08-29 | 2023-08-29 00:00:00 | - | 2006-12-11 |  | - | - | n | y | - | 5.98
261961 | 12X4SPONGEGASK | 3/4"PEX CASH ACME MIXING VALVE | plus | - | - | - | rpprt | parts | rplmg | residential plumbing | plu | par | 2023-08-29 | 2023-08-29 00:00:00 | - | 2006-12-12 |  | - | - | n | y | - | 99.98
984701 | DAHL1211330 | 1/2 C X 1/4 OD STR MINI BALL | nblt | - | - | - | rpprt | parts | rplmg | residential plumbing | plu | par | 2006-12-12 | 2009-01-21 00:00:00 | - | 2006-12-12 | VLV DAHL 121-1330 | - | - | n | y | - | 6.96
025100 | DAHL1114131. | PFSTER SHOWER CARTRIDGE | plus | - | - | - | rpprt | parts | rplmg | residential plumbing | plu | par | 2023-08-29 | 2023-08-29 00:00:00 | - | 2006-12-13 | OD STR VLV 111-4131 | - | - | n | y | - | 49.99
819140 | DELTRP19804 | RP46074 DELTA SHOWER | plus | - | - | - | rpprt | parts | rplmg | residential plumbing | plu | par | 2023-08-29 | 2023-08-29 00:00:00 | - | 2006-12-13 | RP19804 | - | - | n | y | - | 69.99
698525 | 70-10187-81 | VENTOR MOTOR F/UGPH-10EAMEA | fron | - | - | - | hfprt | parts | furn | furnace | vea | par | 2007-01-03 | 2009-01-21 00:00:00 | gas | 2007-01-03 | REPLACES PT# 70-24175-01 | ruud | - | n | y | - | 230.33
412091 | AS-61640-07 | PANEL F/HEAT EXCH. RHEEM | fron | - | - | - | hfprt | parts | furn | furnace | mis | par | 2007-01-18 | 2009-01-21 00:00:00 | gas | 2007-01-18 |  | rheem hf | - | n | y | - | 198.37
333109 | BD DP CUSTOM PLENUM DNS | MTL - BD DP CUSTOM PLENUM | basu | 747254 | - | - | hflkt | plenum kit | furn | furnace | - | mil | 2011-03-11 | 2007-02-05 00:00:00 | - | 2007-02-05 |  | - | - | n | n | - | 52.77
950696 | BR DP CUSTOM PLENUM DNS | MTL - BR DP CUSTOM PLENUM | brez | 711228 | - | - | hflkt | plenum kit | furn | furnace | - | mil | 2011-03-11 | 2007-02-05 00:00:00 | - | 2007-02-05 |  | - | - | n | n | - | 52.77
680938 | CAP10/370440 | CAPACITOR | wtbn | - | - | - | hfprt | parts | furn | furnace | cpr | par | 2017-11-22 | 2017-11-22 00:00:00 | gas | 2007-02-14 |  | frontier | - | n | y | - | 2.2
151739 | 510 811 655 | GAS VALVE | fron | - | - | - | blprt | parts | bl | boiler | gvc | par | 2007-02-19 | 2009-01-21 00:00:00 | gas | 2007-02-19 |  | frontier | - | n | y | - | 375.07
940673 | 511 330 235 | IGNITOR | fron | - | - | - | blprt | parts | bl | boiler | mis | par | 2007-02-19 | 2009-01-21 00:00:00 | gas | 2007-02-19 |  | frontier | - | n | y | - | 397.92
450651 | FLE2SVEEWC390 | 3 Z-FLEX SS90DEG ELL | nuro | - | - | - | blprt | parts | bl | boiler | mis | par | 2007-11-21 | 2009-01-21 00:00:00 | - | 2007-02-23 |  | slant/fin | - | n | y | - | 51
546539 | FLE2SVEEWC345 | SS ELBOW 3" 45 DEGREE | nuro | - | - | - | blprt | parts | bl | boiler | mis | par | 2007-11-21 | 2009-01-21 00:00:00 | - | 2007-02-23 |  | slant/fin | - | n | y | - | 46.56
184773 | FLE2SVEPWC035 | SS VENT PIPE 3"X6" 294C | nuro | - | - | - | blprt | parts | bl | boiler | - | par | 2013-11-22 | 2009-01-21 00:00:00 | - | 2007-02-27 | Boiler - WM Stainless Steel Vent Pipe, 3" X 6" | weil mclain | boiler kits | n | y | - | 11.5
237162 | FLE2SVEPWC0301 | SS VENT PIPE 3"X 12" 294C | nuro | - | - | - | blprt | parts | bl | boiler | - | par | 2013-11-22 | 2011-01-21 00:00:00 | - | 2007-02-27 | Boiler - WM Stainless Steel Vent Pipe, 3" X 12" | weil mclain | boiler kits | n | y | - | 19.95
663957 | FLE2VEPWC03015 | SS VENT PIPE 3"X18" 294C | nuro | - | - | - | blprt | parts | bl | boiler | - | par | 2013-11-22 | 2009-01-21 00:00:00 | - | 2007-02-27 | Boiler - WM Stainless Steel Vent Pipe, 3" X 18" | weil mclain | boiler kits | n | y | - | 24.59
668781 | FLE2SVEPWC0305 | SS VENT PIPE 3"X60" 294C | nuro | - | - | - | blprt | parts | bl | boiler | - | par | 2013-11-22 | 2009-01-21 00:00:00 | - | 2007-02-27 | Boiler - WM Stainless Steel Vent Pipe, 3" X 60" | weil mclain | boiler kits | n | y | - | 94.55
365763 | 2435271000 | SWITCH,PRESSURE F/YORK | wtbn | - | - | - | hfprt | parts | furn | furnace | swp | par | 2025-05-05 | 2009-01-21 00:00:00 | gas | 2007-03-07 |  | frontier | - | n | y | - | 61.12
832811 | FLE2SVEEWCO345 | SS VENT ELBOW 3"X45" 294C | nuro | - | - | - | blprt | parts | bl | boiler | - | inv | 2013-11-22 | 2011-05-03 00:00:00 | - | 2007-03-08 | Boiler - WM Stainless Steel Vent Elbow 3" X 45 degree | weil-mclain | boiler kits | n | y | - | 58.34
895860 | FLE2SVEEWC0390 | SS VENT ELBOW 3"X90" 294C | nuro | - | - | - | blprt | parts | bl | boiler | - | inv | 2013-11-22 | 2011-01-21 00:00:00 | - | 2007-03-08 | Boiler - WM Stainless Steel Vent Elbow 3" X 90 degree | weil-mclain | boiler kits | n | y | - | 59.81
321659 | DAH1211330 | PFISTER EXTENSION FOR HANDLE | plus | - | - | - | rpprt | parts | rplmg | residential plumbing | plu | par | 2023-08-29 | 2023-08-29 00:00:00 | - | 2007-03-11 |  | dahl | - | n | y | - | 5.62
387279 | 3/4SPNGGSKT | 3/4" SPONGE GASKET | plus | - | - | - | rpprt | parts | rplmg | residential plumbing | plu | par | 2023-08-29 | 2023-08-29 00:00:00 | - | 2007-03-11 |  | generic | - | n | y | - | 4.01
567245 | DELRP19804 | RP19804 DELTA SHOWER | plus | - | - | - | rpprt | parts | rplmg | residential plumbing | plu | par | 2023-08-29 | 2023-08-29 00:00:00 | - | 2007-03-11 |  | delta | - | n | y | - | 69.99
750288 | MASB4Q | 3/4 CXC BALL VALVE B-4 | wtbn | - | - | - | rpprt | parts | rplmg | residential plumbing | plu | par | 2007-03-12 | 2009-01-21 00:00:00 | - | 2007-03-11 |  | ma stewart | - | n | y | - | 19.45
891200 | 1/2SPNGGSKT | 1/2" SPONGE GASKET | plus | - | - | - | rpprt | parts | rplmg | residential plumbing | plu | par | 2023-08-29 | 2023-08-29 00:00:00 | - | 2007-03-11 |  | generic | - | n | y | - | 3.11
397126 | CAP10-37440 | CAPACITOR F/GMPN100-4 | fron | - | - | - | hfprt | parts | furn | furnace | mis | par | 2007-04-09 | 2009-01-21 00:00:00 | gas | 2007-03-31 |  | frontier | - | n | y | - | 2.62
065880 | EMR4ACL525 | CHIMNEY LINER KITS 25FT 5" | emco | - | - | - | consl | consumables | opp | operations | - | inv | 2009-03-27 | 2008-01-22 00:00:00 | - | 2007-04-18 |  | emco | - | n | y | - | 55.77
531368 | EMR4ACL535 | CHIMNEY LINER KITS 35FT 5" | emco | - | - | - | consl | consumables | opp | operations | - | inv | 2009-03-27 | 2008-01-22 00:00:00 | - | 2007-04-18 |  | emco | - | n | y | - | 71.78
066362 | EM MK2SVEPWC0304 DNS | SS VENT PIPE 3"X48" 294C | emco | - | - | - | blprt | parts | bl | boiler | - | mil | 2009-03-27 | 2008-01-22 00:00:00 | - | 2007-04-19 |  | weil mclean | - | n | n | - | 69.88
513325 | EMR4ACL5535 | CHIMNEY LINER KITS 35FT 5.5" | emco | - | - | - | consl | consumables | opp | operations | - | inv | 2009-03-27 | 2008-01-22 00:00:00 | - | 2007-04-19 |  | emco | - | n | y | - | 83.19
397618 | EM MK2SVEPWC0302 DNS | SS VENT PIPE 3"X24" 294C | emco | - | - | - | blprt | parts | bl | boiler | - | mil | 2009-03-27 | 2008-01-22 00:00:00 | - | 2007-04-20 |  | weil-mclain | - | n | n | - | 35.87
639908 | EMR4ACL5525 | CHIMNEY LINER KITS 25FT 5.5" | emco | - | - | - | consl | consumables | opp | operations | - | inv | 2009-03-27 | 2008-01-22 00:00:00 | - | 2007-04-20 |  | deflecto | - | n | y | - | 67.4
031313 | EM PVC 2"1FT/UNIT DNS | PVC 2" 1'/UNIT | emco | - | - | - | consl | consumables | opp | operations | - | mil | 2007-08-08 | 2007-07-26 00:00:00 | - | 2007-04-23 |  | energy vent | - | n | n | - | 1.56
104189 | EM Q230 DNS | TWIN 30 AMP SIEMEN PUSH ON | emco | - | - | - | consl | consumables | opp | operations | - | mil | 2009-03-27 | 2007-04-23 00:00:00 | - | 2007-04-23 |  | emco | - | n | n | - | 19.88
442192 | EM Q220 DNS | TWIN 20 AMP SIEMEN PUSH ON | emco | - | - | - | consl | consumables | opp | operations | - | mil | 2009-03-27 | 2007-04-23 00:00:00 | - | 2007-04-23 |  | siemen | - | n | n | - | 15.68
444802 | EM Q0230 DNS | TWIN 30 AMP SQUARE D PUSH ON | emco | - | - | - | consl | consumables | opp | operations | - | mil | 2009-03-27 | 2007-04-23 00:00:00 | - | 2007-04-23 |  | emco | - | n | n | - | 27.65
477452 | EM PVC 3" 1FT/UNIT DNS | PVC 3" 1FT/UNIT | emco | - | - | - | consl | consumables | opp | operations | - | mil | 2007-08-08 | 2007-07-26 00:00:00 | - | 2007-04-23 |  | energy vent | - | n | n | - | 3.64
544051 | EM Q215 DNS | TWIN 15 AMP SIEMEN PUSH ON | emco | - | - | - | consl | consumables | opp | operations | - | mil | 2009-03-27 | 2007-04-23 00:00:00 | - | 2007-04-23 |  | emco | - | n | n | - | 19.6
555969 | EM RB436 DNS | B-VENT 4"X 36" PIPE LGTH | emco | - | - | - | consl | consumables | opp | operations | - | mil | 2009-03-27 | 2007-04-23 00:00:00 | - | 2007-04-23 |  | emco | - | n | n | - | 14.68
558006 | EM RB46 DNS | B-VENT 4"X6" PIPE LGTH | emco | - | - | - | consl | consumables | opp | operations | - | mil | 2009-03-27 | 2007-04-23 00:00:00 | - | 2007-04-23 |  | emco | - | n | n | - | 7.25
667075 | CAP050400440RT | CAPACITOR DUAL 40/5MFD 440V | ama | - | - | - | acprt | parts | ac | air conditioning | cpr | par | 2009-08-06 | 2009-01-21 00:00:00 | elec | 2007-04-23 |  | goodman | - | n | y | - | 14.6
684510 | EM Q0220 DNS | TWIN 20 AMP SQUARE D PUSH ON | emco | - | - | - | consl | consumables | opp | operations | - | mil | 2009-03-27 | 2007-04-23 00:00:00 | - | 2007-04-23 |  | emco | - | n | n | - | 19.6
878478 | EM NC015 DNS | STAB LOCK SING;E 15 AMP PUSH | emco | - | - | - | consl | consumables | opp | operations | - | mil | 2009-03-27 | 2007-04-23 00:00:00 | - | 2007-04-23 |  | stabloc | - | n | n | - | 10.99
913303 | EM NC0215 DNS | STAB LOC, 15 AMP | emco | - | - | - | consl | consumables | opp | operations | - | mil | 2009-03-27 | 2007-04-23 00:00:00 | - | 2007-04-23 |  | emco | - | n | n | - | 21.42
922773 | EM Q0215 DNS | TWIN 15 AMP SQUARE D PUSH ON | emco | - | - | - | consl | consumables | opp | operations | - | mil | 2009-03-27 | 2007-04-23 00:00:00 | - | 2007-04-23 |  | emco | - | n | n | - | 19.6
562318 | 0131M00017PS | MOTOR,CONDENSOR FAN,1/6 HP... | wtbn | - | - | - | acprt | parts | ac | air conditioning | mor | par | 2015-04-20 | 2013-01-26 00:00:00 | elec | 2007-05-11 | 208/230V 1075RPM, SINGLE SPEED, | amana a/c | - | n | y | - | 175.04
695477 | EM VCMA15UL | PUMP,CONDENSATE W/SAFETY SWITC | emco | - | - | - | consl | consumables | opp | operations | - | inv | 2007-11-01 | 2007-05-16 00:00:00 | - | 2007-05-16 |  | little giant | - | n | y | - | 48
863719 | EM VCMA15ULS | PUMP,CONDENSATE W/SAFETY SWITC | emco | - | - | - | consl | consumables | opp | operations | - | inv | 2007-11-01 | 2007-05-16 00:00:00 | - | 2007-05-16 |  | little giant | - | n | y | - | 48
417173 | EM SHGA244828 | 24 X 48 28GA GALV SHEET METAL | emco | - | - | - | consl | consumables | opp | operations | - | inv | 2008-07-28 | 2008-07-28 00:00:00 | - | 2007-05-19 |  | - | - | n | y | - | 9.27
560473 | EM SHGA244828F | 24 X48 28GA SHEET W/.5 DFO(48) | emco | - | - | - | consl | consumables | opp | operations | - | inv | 2007-05-19 | 2007-05-19 00:00:00 | - | 2007-05-19 |  | - | - | n | y | - | 15.16
999860 | 0159R00000P | HARNESS, SCROLL COMPRESSOR 36" | wtbn | - | - | - | acprt | parts | ac | air conditioning | wrg | par | 2012-09-18 | 2012-09-18 00:00:00 | elec | 2007-06-04 | F/ASX140181AD | amana | - | n | y | - | 25.17
565442 | 53DS-900---060 | CONTROL BOARD | car | - | - | - | acprt | parts | ac | air conditioning | mis | par | 2007-06-18 | 2009-01-21 00:00:00 | elec | 2007-06-18 |  | carrier | - | n | y | - | 160
026323 | PSCP15WS20T | NLA USE PSCP15WS20-T CON PUMP | wtbn | 762773 | - | - | hfprt | parts | furn | furnace | cop | par | 2025-11-14 | 2022-12-21 00:00:00 | gas | 2007-06-22 | CONDENSATE PUMP WITH SAFETY SWITCH,1/50HP,3/8" BARBED CHECK VALVE REPLACES VCMA15ULS AND VCMA15ULST | pro select | - | n | y | a | 51.98
323948 | 4681A20004R | MOTOR, CONDENSOR | fron | - | - | - | acprt | parts | ac | air conditioning | mor | par | 2007-06-26 | 2009-01-21 00:00:00 | elec | 2007-06-26 |  | icp | - | n | y | - | 72.31
430711 | EM PVC 3" 1 FT/UNIT DNS | PVC 3" 1FT/UNIT | emco | - | - | - | consl | consumables | opp | operations | - | mil | 2009-03-27 | 2007-09-24 00:00:00 | - | 2007-07-25 |  | - | - | n | n | - | 3.64
431369 | NP PVC 3" 1 FT/UNIT DNS | PVC 3" 1FT/UNIT | ngpl | - | - | - | consl | consumables | opp | operations | - | mil | 2009-04-03 | 2007-09-24 00:00:00 | - | 2007-07-25 |  | - | - | n | n | - | 3.64
495864 | EM CPVC 3" 1 FT/UNIT DNS | CPVC 3" 1 FT/UNIT DNS | emco | - | - | - | consl | consumables | opp | operations | - | mil | 2007-07-25 | 2007-07-25 00:00:00 | - | 2007-07-25 |  | energy vent | - | n | n | - | 13.72
610752 | EM PVC 2" 1 FT/UNIT DNS | PVC 2" 1'/UNIT | emco | - | - | - | consl | consumables | opp | operations | - | mil | 2009-03-27 | 2007-09-24 00:00:00 | - | 2007-07-25 |  | - | - | n | n | - | 1.56
770079 | EM CPVC 2" 1 FT/UNIT DNS | CPVC 2" 1 FT/UNIT DNS | emco | - | - | - | consl | consumables | opp | operations | - | mil | 2007-07-31 | 2007-07-25 00:00:00 | - | 2007-07-25 |  | energy vent | - | n | n | - | 6.63
834809 | NP CPVC 3" 1 FT/UNIT DNS | CPVC 3" 1 FT/UNIT DNS | ngpl | - | - | - | consl | consumables | opp | operations | - | mil | 2007-07-31 | 2007-07-25 00:00:00 | - | 2007-07-25 |  | energy vent | - | n | n | - | 13.72
855858 | NP PVC 2" 1 FT/UNIT DNS | PVC 2" 1'/UNIT | ngpl | - | - | - | consl | consumables | opp | operations | - | mil | 2009-04-03 | 2007-09-24 00:00:00 | - | 2007-07-25 |  | - | - | n | n | - | 1.56
964414 | NP CPVC 2" 1 FT/UNIT DNS | CPVC 2" 1 FT/UNIT DNS | ngpl | - | - | - | consl | consumables | opp | operations | - | mil | 2007-07-31 | 2007-07-25 00:00:00 | - | 2007-07-25 |  | energy vent | - | n | n | - | 6.63
418497 | ZR24KPFV930 | COMPRESSOR SCROLL 208V SINGLE | fron | - | - | - | acprt | parts | ac | air conditioning | mis | par | 2007-07-31 | 2009-01-21 00:00:00 | elec | 2007-07-31 | PHASE 2.5 TON R22 | techumseh | - | n | y | - | 649.58
815009 | CAP050000370VA | CAPACITOR | fron | - | - | - | hfprt | parts | furn | furnace | - | par | 2007-09-19 | 2009-01-21 00:00:00 | gas | 2007-09-19 |  | amana | - | n | y | - | 5.04
286361 | b1755917h | DRAIN PAN F/A COIL | fron | 765312 | dns | 2009-07-07 00:00:00 | acprt | parts | ac | air conditioning | cls | par | 2009-07-07 | 2009-01-21 00:00:00 | - | 2007-10-09 |  | goodman | - | n | y | - | 23.8
765312 | b1755917h | DRAIN PAN F/A COIL | fron | - | - | - | acprt | parts | ac | air conditioning | cls | par | 2007-10-10 | 2009-01-21 00:00:00 | elec | 2007-10-09 |  | goodman | - | n | y | - | 23.8
103628 | 0154F00000P | COIL GASKET FOR VENTOR | wtbn | - | - | - | hfprt | parts | furn | furnace | gat | par | 2023-11-06 | 2023-11-06 00:00:00 | gas | 2007-11-08 | #22307501S GMS90703BXA, GUCA090AX40 | amana/goodman | - | n | y | - | 12.9
132382 | FLE2SVEPWC0401 | 4" X 12 Z-VENT PIPE | nuro | - | - | - | blprt | parts | bl | boiler | - | par | 2007-12-13 | 2009-01-21 00:00:00 | - | 2007-12-13 | Boiler - 4" X 12" Z-Vent | weil mclain | boiler kits | n | y | - | 22.72
302816 | FLE2SVEPWC04015 | 4"S/S PIPE 18" LONG | nuro | - | - | - | blprt | parts | bl | boiler | - | par | 2007-12-13 | 2009-01-21 00:00:00 | - | 2007-12-13 | Boiler - 4" Stainless Steel Vent, 18" long | weil mclain | boiler kits | n | y | - | 37.8
179520 | DAH1114131 | DAHL RETROFIT 3/8 OD FIPX3/8 O | wtbn | - | - | - | rpprt | parts | rplmg | residential plumbing | - | par | 2008-01-21 | 2009-01-21 00:00:00 | - | 2008-01-21 | D STR VLV111-4131 | dahl | - | n | y | - | 10.09
672258 | 47-25350-07 | SWITCH HIGH LIMIT F/ | fron | - | - | - | hfprt | parts | furn | furnace | hlc | par | 2009-01-05 | 2009-01-21 00:00:00 | gas | 2008-03-11 | RGRA-10EZAJB REPLACES 47-24006-07 | rheem | - | n | y | - | 11.56
169231 | 0154F00001P | GASKET,F/FOR #20170903AS FRONT | wtbn | - | - | - | hfprt | parts | furn | furnace | gat | par | 2017-02-01 | 2017-02-01 00:00:00 | gas | 2008-03-26 | COVER/COLLECTOR BOX F/GMVC950704CXAA AMANA | goodman/amana | - | n | y | b | 15.55
570084 | 0271F0000P | HOUSING F AMV90704CXBB | fron | - | - | - | hfprt | parts | furn | furnace | bwa | par | 2008-04-01 | 2009-01-21 00:00:00 | gas | 2008-03-27 |  | amana | - | n | y | - | 77.33
892173 | SRV060-510A | PILOT ASSY/SL-INSERT | fron | - | - | - | hfprt | parts | furn | furnace | pta | par | 2008-04-22 | 2009-01-21 00:00:00 | gas | 2008-04-22 |  | deehs | - | n | y | - | 54.27
624960 | 36/12/370440 | CAPACITOR,RUN 12.5MFD 37OV F/3 | fron | - | - | - | hfprt | parts | furn | furnace | cpr | par | 2008-05-01 | 2009-01-21 00:00:00 | elec | 2008-04-30 | 70 f/J ANITROL GU5075-3 REPLACES 3612370440 | janitrol | - | n | y | - | 2.12
540897 | 0121R00008PDG | top panel/GSC130241AE | fron | - | - | - | acprt | parts | ac | air conditioning | mis | par | 2008-05-02 | 2009-01-21 00:00:00 | elec | 2008-05-02 |  | goodman | - | n | y | - | 26.45
736848 | 10390-T501S | BURNER ASSY F/BROILKING 962-24 | fron | - | - | - | bqprt | parts | bbq | bbqs | mis | par | 2008-05-07 | 2009-01-21 00:00:00 | gas | 2008-05-07 |  | onward | - | n | y | - | 39.63
346584 | PB-011.01 | PILOT ASSY, SPARK NG F/OMGB SE | fron | - | - | - | blprt | parts | bl | boiler | pta | par | 2016-12-14 | 2009-01-21 00:00:00 | gas | 2008-05-21 | RIES | - | - | n | y | - | 43.28
659818 | CA30A24160R | 21/2 TON A COIL 16" WIDE/ | fron | - | - | - | acprt | parts | ac | air conditioning | cls | par | 2008-06-20 | 2009-01-21 00:00:00 | elec | 2008-06-20 | 4TTR4018A1000A | goodman | - | n | y | - | 247.67
898082 | AS100560-01 | PRIM & SEC. HEAT EXCHANGERS F | fron | - | - | - | hfprt | parts | furn | furnace | mis | par | 2008-06-25 | 2009-01-21 00:00:00 | gas | 2008-06-25 | RHEEM - JGPH-07EAUEA | rheem hf | - | n | y | - | 200.57
722613 | 0390105x06 | CONDENSATE PUMP | car | 918148 | dns | 2009-07-07 00:00:00 | acprt | parts | ac | air conditioning | mis | par | 2009-07-07 | 2009-01-21 00:00:00 | elec | 2008-06-30 |  | car | - | n | y | - | 1
918148 | 0390105x06 | CONDENSATE PUMP | car | - | - | - | acprt | parts | ac | air conditioning | mis | par | 2008-06-30 | 2009-01-21 00:00:00 | elec | 2008-06-30 |  | car | - | n | y | - | 1
404194 | 0271F00003P | HOUSING BLR NLA 0271F00003PS | fron | - | - | - | hfprt | parts | furn | furnace | mis | par | 2011-07-15 | 2010-07-20 00:00:00 | gas | 2008-07-23 | BLOWER F/AMH950904CX | amana | - | n | y | - | 66.94
692648 | B13400913GBS | MOTOR, DD 3/4HP W/MODULE | wtbn | - | - | - | hfprt | parts | furn | furnace | mor | par | 2025-12-29 | 2009-07-16 00:00:00 | gas | 2008-07-24 |  | amana | - | n | y | b | 1787.37
337784 | ZR22K4PFV930 | COMPRESSOR F/ASC130241A AMANA | fron | - | - | - | acprt | parts | ac | air conditioning | cmp | par | 2010-05-31 | 2009-01-21 00:00:00 | elec | 2008-07-30 |  | amana | - | n | y | - | 648.45
983519 | 0161R00008P | TRIM F ACS130241A | fron | - | - | - | acprt | parts | ac | air conditioning | mis | par | 2008-08-07 | 2009-01-21 00:00:00 | elec | 2008-08-01 |  | amana | - | n | y | - | 2.98
613821 | -EL069030 | ELBOW,GALVANISED 6" 90 30GAGE | don | - | - | - | hfprt | parts | furn | furnace | mis | par | 2016-03-22 | 2013-01-26 00:00:00 | gas | 2008-08-13 |  | don park | - | n | y | - | 1.09
232744 | 0121R00011PDG | PANEL , VENTURE 29"F/ASX140421 | fron | - | - | - | acprt | parts | ac | air conditioning | mis | par | 2008-09-03 | 2009-01-21 00:00:00 | elec | 2008-09-03 |  | amana | - | n | y | - | 38.26
982350 | 51-23055-12 | MOTOR,CONDENSOR FAN DD 1/5 HP | fron | - | - | - | acprt | parts | ac | air conditioning | mor | par | 2008-09-05 | 2009-01-21 00:00:00 | elec | 2008-09-05 | 208V,1SPD | aitons | - | n | y | - | 168.38
642392 | PAD-A04-1725-051 | EVAPORATOR PAD FOR TUH2C100A9V | wtbn | - | - | - | hmprt | parts | humid | iaq humidifier | mis | par | 2025-12-12 | 2025-12-12 00:00:00 | elec | 2008-10-18 | 4VA REPLACES A04-1725-051 | trane | - | n | y | b | 33.56
857520 | FLE2SVEPWC03015 | 3X18" Z-FLEX SS PIPE | nuro | - | - | - | blprt | parts | bl | boiler | - | par | 2008-11-03 | 2008-11-03 00:00:00 | - | 2008-11-03 | Boiler - 3" X 18" Z-Flex Vent Stainless Steel Pipe | weil mclain | boiler kits | n | y | - | 24.58
232065 | 0257F00172S | HEAT EXCHANGER PRIMARY & | wtbn | - | - | - | hfprt | parts | furn | furnace | hex | par | 2010-05-26 | 2013-01-26 00:00:00 | gas | 2008-11-25 | SECONDARY W/PLATE F/GMS90703BXA | goodman hf | - | n | y | b | 551.36
305933 | SRV571-510A | PILOT ASSY F/SL32CDN INCLUDE | wtbn | - | - | - | fpprt | parts | fp | fireplaces | thc | par | 2011-04-07 | 2008-12-04 00:00:00 | gas | 2008-12-04 | T-COUPLE | gsw-fp | - | n | y | - | 132.47
968931 | 0159F00004 | 5 PIN WIRE HARNESS | fron | - | - | - | hfprt | parts | furn | furnace | mis | par | 2010-11-29 | 2010-11-29 00:00:00 | gas | 2009-01-12 |  | goodman | - | n | y | - | 25.59
661015 | UPS26-99FC | CIRCULATOR PUMP 3SPD FLANGE CO | wtbn | 163881 | - | - | blprt | parts | bl | boiler | mor | par | 2023-11-02 | 2009-01-13 00:00:00 | gas | 2009-01-13 | NNECTION W/CHECK VALVE CAST IRON REPLACES UPS26-99FC-115V | groundfoss | - | n | y | b | 515.08
631107 | TG9S080B12MP11 | FURNACE, LUXAIRE | basu | - | - | - | hfhe | high efficiency | furn | furnace | - | inv | 2010-11-15 | 2009-01-14 00:00:00 | gas | 2009-01-14 |  | luxaire | - | y | y | - | 828.92
605881 | T9S120D20MP11 | FURNACE, 120,000 BTU | york | - | - | - | hfhe | high efficiency | furn | furnace | - | inv | 2009-01-16 | 2009-01-16 00:00:00 | gas | 2009-01-16 |  | - | - | n | y | - | 1240
062346 | 1RC0427 SPC | 14" ROOF CURBS | basu | - | - | - | crtpr | parts | crtu | roof top units | - | inv | 2010-04-30 | 2009-01-26 00:00:00 | gas | 2009-01-26 |  | luxaire | - | n | y | - | 163.04
853168 | 2EE0470324SP | ECONOMIZER | basu | - | - | - | crtpr | parts | crtu | roof top units | - | inv | 2009-01-26 | 2009-01-26 00:00:00 | gas | 2009-01-26 |  | luxaire | - | n | y | - | 534.6
897097 | 257F00172S | SECONDARY HEAT EXCHANGER | fron | - | - | - | hfprt | parts | furn | furnace | mis | par | 2009-02-03 | 2009-02-03 00:00:00 | gas | 2009-02-03 |  | amana | - | n | y | - | 523.65
410085 | 511-624-303 | SWITCH PRESSURE F/WEIL MCLEAN | fron | - | - | - | blprt | parts | bl | boiler | swp | par | 2009-02-05 | 2009-02-05 00:00:00 | gas | 2009-02-05 | BOILER MOD#WEMCGI5PIN | - | - | n | y | - | 59.94
286678 | 239-45620-000 | HARNESS, WIRE F/MITW60T8FBN | fron | - | - | - | whprt | parts | wh | water heater | wrg | par | 2011-04-07 | 2009-02-09 00:00:00 | gas | 2009-02-09 |  | bradford white | - | n | y | - | 2.22
344279 | UPS2699BFC | PUMP DOMESTIC 3SPD BRONZE 115V | wtbn | - | - | - | blprt | parts | bl | boiler | - | inv | 2018-07-12 | 2009-03-06 00:00:00 | elec | 2009-03-06 | Boiler Other - Domestic Pump; 3 Speed Bronze, 115V | grundfos | boiler kits | n | y | - | 574.59
611958 | 0574310003M | BLOWER ASSY, BELTED FAN LAUA10 | fron | - | - | - | chfpr | parts | cfurn | furnaces | bwa | par | 2012-08-10 | 2012-08-10 00:00:00 | gas | 2009-03-16 | -10 ACE | white rogers | - | n | y | - | 129.35
004469 | HE34942A170A0000AP | EVAPORATOR COIL 3.5TON R410 | don | - | - | - | acprt | parts | ac | air conditioning | cls | par | 2011-09-15 | 2011-09-15 00:00:00 | elec | 2009-04-03 | 17"W,19"H, 19.5"D, WITH TX VALVE | aspen | - | n | y | - | 255.02
084350 | HE30524A140A0000AP | EVAPORATOR COIL | don | - | - | - | hfprt | parts | furn | furnace | cls | par | 2011-04-13 | 2009-05-15 00:00:00 | gas | 2009-04-03 |  | aspen | - | n | y | - | 259.35
660852 | 02423238001 | BLOWER MOTOR DIRECT DRIVE | wtbn | - | - | - | hfprt | parts | furn | furnace | mis | par | 2015-11-03 | 2013-01-26 00:00:00 | gas | 2009-04-29 | 1HP,3SPEED 1075 RPM FOR YORK-REPLACES PT# 024-23238-001 | york hf | - | n | y | - | 283.02
743959 | AS-61984-05 | BURNER F/RHEEM RGRA-07EMAES | wtbn | - | - | - | chfpr | parts | cfurn | furnaces | brm | par | 2009-05-08 | 2009-05-08 00:00:00 | gas | 2009-05-08 |  | rheem | - | n | y | - | 28.34
849289 | 02435286000 | PRESSURE SWITCH (0.90"WC) FOR | wtbn | - | - | - | hfprt | parts | furn | furnace | swp | par | 2025-05-23 | 2013-01-26 00:00:00 | gas | 2009-05-29 | YORK...REPLACES PT#024-35286-000, 2435286000 | york | - | n | y | a | 57.53
952523 | 015M00018S | BLADE FAN, 20" F/AMANA | don | - | - | - | acprt | parts | ac | air conditioning | fnc | par | 2009-07-09 | 2009-07-09 00:00:00 | elec | 2009-07-09 |  | - | - | n | y | - | 51.46
368155 | TG9S080B112MP11 | FURNACE, YORK | basu | - | - | - | hfhe | high efficiency | furn | furnace | - | inv | 2009-07-14 | 2009-07-14 00:00:00 | gas | 2009-07-14 |  | - | - | n | y | - | 838.55
871773 | 02529041002 | HI LIMIT SWITCH 150-30F | wtbn | 277743 | - | - | hfprt | parts | furn | furnace | hlc | par | 2018-10-31 | 2014-10-10 00:00:00 | gas | 2009-07-24 | FOR YORK REPLACES PT# 025-29041-002 | york | - | n | y | b | 71.01
175057 | AS61984-05 | BURNER ASSEMBLY,CLUSTER OF 5 B | don | - | - | - | hfprt | parts | furn | furnace | brm | par | 2009-08-11 | 2009-08-11 00:00:00 | gas | 2009-08-11 | URNERS MANUF.2004 AND AFTER F/RHEEM RGRA07EMAES, ETC. | rheem/ruud | - | n | y | - | 12.17
398558 | 36-505R3744 | CAPACITOR DUAL 50/5MFD | wtbn | - | - | - | acprt | parts | ac | air conditioning | cpr | par | 2010-06-18 | 2009-08-11 00:00:00 | elec | 2009-08-11 | 370/440V ROUND | alltemp | - | n | y | - | 19.51
874431 | 0131M00019PS | MOTOR,CONDENSOR FAN,1/12 HP.. | wtbn | - | - | - | acprt | parts | ac | air conditioning | mor | par | 2015-04-20 | 2013-01-26 00:00:00 | elec | 2009-08-19 | 208/230V 1075RPM, SINGLE SPEED | amana | - | n | y | - | 177.89
422507 | 6871A10036 | BOARD OUTDOOR | don | - | - | - | acprt | parts | ac | air conditioning | mis | par | 2009-09-02 | 2009-08-31 00:00:00 | elec | 2009-08-31 |  | lg ac unit | - | n | y | - | 157.21
164271 | 02435261000 | PRESSURE SWITCH 1.0"WC ON FALL | wtbn | - | - | - | hfprt | parts | furn | furnace | swp | par | 2015-11-03 | 2015-10-28 00:00:00 | gas | 2009-09-23 | FOR YORK MODEL#FL9S80B12UP11B..REPLACES PT#024- 27638-001 & 024-35261-000 | york | - | n | y | a | 68.63
351125 | 02619654705 | BLOWER WHEEL DD 10"X10" | wtbn | - | - | - | hfprt | parts | furn | furnace | blw | par | 2015-11-02 | 2013-01-26 00:00:00 | gas | 2009-09-23 | F/ YORK P3URD14N, REPLACES 026-19654-705 | york | - | n | y | - | 249.89
919835 | 02435262000 | PRESSURE SWITCH 1.2"WC F/ | wtbn | - | - | - | hfprt | parts | furn | furnace | swp | par | 2015-11-03 | 2013-01-26 00:00:00 | gas | 2009-09-23 | COLEMAN DGU04008UB REPLACES PT#024-27639-00, 024-25997-000 & 024-35262-000 AND 106123 | york | - | n | y | a | 58.07
352686 | 02427519000 | MOTOR,VENTOR F/P3HUB1208001A | wtbn | - | - | - | chfpr | parts | cfurn | furnaces | vea | par | 2023-02-21 | 2015-10-28 00:00:00 | gas | 2009-09-28 | REPLACES 024-27519-000 | york | - | n | y | b | 524.44
821625 | RS38776B001 | 1/3HP BLOWER MOTOR | don | - | - | - | hfprt | parts | furn | furnace | mis | par | 2009-11-07 | 2009-09-29 00:00:00 | gas | 2009-09-29 |  | frontier | - | n | y | - | 90.46
830845 | 02411772700 | RELAY,BLOWER F/YORK P2UDD12N7 | wtbn | - | - | - | hfprt | parts | furn | furnace | res | par | 2011-04-07 | 2013-01-26 00:00:00 | gas | 2009-09-29 | 6 SINGLE POLE DOUBLE THROW REPLACES 024-11772-700 | york | - | n | y | - | 110.79
821447 | 0271F00004P | HOUSING,BLOWER ASSY | wtbn | - | - | - | hfprt | parts | furn | furnace | bwa | par | 2023-02-13 | 2013-01-26 00:00:00 | gas | 2009-10-19 |  | amana | - | n | y | - | 123.13
038361 | AMVC90453BX | FURN-AMANA HI-EFF 2STG ECM MTR | ama | - | dns | 2009-10-23 00:00:00 | hfhe | high efficiency | furn | furnace | - | inv | 2009-10-23 | 2009-10-23 00:00:00 | gas | 2009-10-23 |  | amana | - | y | y | - | 1288
956792 | AMVC950453BX | FURN-AMANA HI-EFF 2STG ECM MTR | ama | - | - | - | hfhe | high efficiency | furn | furnace | - | inv | 2015-07-03 | 2013-05-17 00:00:00 | gas | 2009-10-23 | Amana: High Eff. Furnace - 95% Eff; 2 Stage Heat; Variable-DC Motor | amana | amana furnace | y | y | - | 1129
730876 | 02435265000 | SWITCH AIR PRESSURE F/ | wtbn | - | - | - | hfprt | parts | furn | furnace | swp | par | 2015-11-02 | 2013-01-26 00:00:00 | gas | 2009-10-26 | PV9B12N060UP12B | york | - | n | y | b | 132.72
483980 | IAQ ESSN BNDL | IAQ ESSENTIAL BUNDLE - 10%OFF | enhs | - | dns | 2009-11-19 00:00:00 | hfprt | parts | furn | furnace | - | par | 2009-11-19 | 2009-11-05 00:00:00 | - | 2009-11-05 |  | enhs | - | n | y | - | 0
752749 | IAQ ENHAN BNDL | IAQ ENHANCED BUNDLE - 15%OFF | enhs | - | dns | 2009-11-19 00:00:00 | hfprt | parts | furn | furnace | - | par | 2009-11-19 | 2009-11-05 00:00:00 | - | 2009-11-05 |  | enhs | - | n | y | - | 0
807881 | 233-46277-05 | PILOT/TCOUP 24" THIN TYPE REPL | wtbn | - | - | - | whprt | parts | wh | water heater | pta | par | 2011-01-06 | 2013-01-26 00:00:00 | gas | 2009-11-10 | ACES PT# 233-46277-04 | bradford white | - | n | y | - | 84.48
613730 | 02435267000 | PRESSURE SWITCH | wtbn | - | - | - | hfprt | parts | furn | furnace | swp | par | 2015-11-02 | 2010-11-29 00:00:00 | gas | 2009-11-12 | F/FC9V120D20UP12A, FL9V080C16UP11B SUB FOR 024-34592-000 | york | - | n | y | - | 140.03
404845 | 43-17075-03 | START CAPACITOR 135-162MFD | wtbn | - | - | - | acprt | parts | ac | air conditioning | cpr | par | 2025-10-06 | 2013-01-26 00:00:00 | elec | 2009-11-26 | 330V - REPLACES CPT00091 | trane | - | n | y | b | 25.85
922770 | 2SVEEWC0390 | ELBOW,90DEGREE 3" STAINLESS ST | don | - | - | - | blprt | parts | bl | boiler | mis | par | 2009-12-04 | 2009-12-04 00:00:00 | gas | 2009-12-04 | EEL F/WEIL MCLEAN,MANY APPLICATIONS | weil mclean | - | n | y | - | 40
916034 | 239-45073-00 | HEAT TRAP INSERT INLET | wtbn | - | - | - | whprt | parts | wh | water heater | mis | par | 2023-02-13 | 2013-01-26 00:00:00 | gas | 2009-12-28 | F/MI403S8FBN | bradford white | - | n | y | - | 8.89
109081 | 02435274000 | SWITCH PRESSURE -0.20/-0.40 ON | wtbn | - | - | - | hfprt | parts | furn | furnace | swp | par | 2015-11-02 | 2013-01-26 00:00:00 | gas | 2010-01-07 | FALL SPNO REPLACES 024-35274-000 & 024-27656-001 | york | - | n | y | - | 145.73
332028 | 265-47439-08-32 | BURNER ASSY F/MI50L6EN10 | wtbn | - | - | - | whprt | parts | wh | water heater | brm | par | 2023-02-17 | 2013-01-26 00:00:00 | gas | 2010-01-07 | REPLACES 243-41253-11 AND 243-36278-00 AND 243-43957-05 AND 265-47439-10-32 COMES WITH DOOR GASKETS | bradford white | - | n | y | a | 172.48
830262 | ST9120U1011 | 1-STAGE HEATING CONTROL/FAN | wtbn | - | - | - | hfprt | parts | furn | furnace | fac | par | 2025-12-02 | 2024-12-09 00:00:00 | gas | 2010-01-07 | TIMER BOARD UNIVERSAL - REPLACES R45692-001, ST9120U1003, 45392-00 1, 1014460, 240008855, ST9120D3009, C4116000 | honeywell | - | n | y | a | 258.62
906084 | 02435271000 | PRESSURE SWITCH(0.5"WC) FOR | wtbn | - | - | - | hfprt | parts | furn | furnace | swp | par | 2023-02-24 | 2015-10-30 00:00:00 | gas | 2010-01-07 | YORK MODEL#P3HUB12N08001C,P4HUA12N06401A..REPLACES PT#024-35271-00 | york hf | - | n | y | - | 59.7
260612 | 2131399000 | DOOR CLIPS P2MD08N04801 REPLAC | don | - | - | - | chfpr | parts | cfurn | furnaces | mis | par | 2010-01-08 | 2010-01-08 00:00:00 | gas | 2010-01-08 | ES 3612-3531 | york | - | n | y | - | 3.34
650092 | 02131399000 | DOOR CLIPS P2MD08N04801 REPLAC | don | - | - | - | hfprt | parts | furn | furnace | mis | par | 2010-07-15 | 2010-07-15 00:00:00 | gas | 2010-01-08 | ES 3612-3531 | york | - | n | y | - | 3.35
798860 | 0259F00041 | WIRING HARNESS F/AMVC950453BX | don | - | - | - | hfprt | parts | furn | furnace | wrg | par | 2013-04-23 | 2010-02-01 00:00:00 | gas | 2010-02-01 |  | amana | - | n | y | - | 6.1
547946 | 006-BC7-1IFC | MOTOR WATER 1/40HP 115V | don | - | - | - | blprt | parts | bl | boiler | mor | par | 2010-02-12 | 2010-02-12 00:00:00 | gas | 2010-02-12 | 3250 RPM BRONZE 1/2"SWEAT INTERNAL FLOW CHECK | taco | - | n | y | - | 204.72
700955 | 511-100-005 | LOW WATER CUT OFF, WEIL MCLEAN | wtbn | - | - | - | blprt | parts | bl | boiler | - | par | 2024-02-14 | 2011-03-03 00:00:00 | gas | 2010-02-24 |  | weil mclean | - | n | y | a | 380.48
903753 | AC4550-130 | VENTOR ASSY F/HCV108N5H | don | - | - | - | chfpr | parts | cfurn | furnaces | mor | par | 2010-03-02 | 2010-03-02 00:00:00 | gas | 2010-03-02 |  | napoleon | - | n | y | - | 539.51
681422 | 4357. | SOLENOID VALVE WATER (24VAC) | don | - | - | - | hmprt | parts | humid | iaq humidifier | mis | par | 2010-03-18 | 2010-03-18 00:00:00 | elec | 2010-03-18 | F/HUMCCKBP2317 | carrier | - | n | y | - | 50.96
997359 | 150000028-A | VALVE BRASS DRAIN 2-1/2" F/GIA | don | - | - | - | whprt | parts | wh | water heater | mis | par | 2010-03-24 | 2010-03-24 00:00:00 | gas | 2010-03-24 | NT EWH | - | - | n | y | - | 5.31
786543 | 15000028-A | BRASS DRAIN VALVE GIANT BOTH | wtbn | - | - | - | whprt | parts | wh | water heater | drv | par | 2024-10-18 | 2013-05-07 00:00:00 | gas | 2010-03-30 | CV AND PV TANKS EXCLUDING UG75-76 REPLACE PT# SP12112G | giant | - | n | y | a | 9.54
826942 | 4000-P902SG | GASKET FOR FRONT WINDOW 10' | don | - | - | - | fpprt | parts | fp | fireplaces | gat | par | 2010-04-06 | 2010-04-06 00:00:00 | gas | 2010-04-06 |  | target | - | n | y | - | 46.7
500240 | 0271F00002P | BLOWER HOUSING | don | - | - | - | hfprt | parts | furn | furnace | mis | par | 2010-04-12 | 2010-04-12 00:00:00 | gas | 2010-04-12 |  | amana | - | n | y | - | 59.71
820417 | HA07260A200A00093 | A-COIL 5T 20"W 25"H 19.5"D | don | - | - | - | acprt | parts | ac | air conditioning | cls | par | 2012-06-07 | 2013-01-26 00:00:00 | elec | 2010-04-29 |  | adp | - | n | y | - | 266.68
528443 | HA04242A155A000480 | A-COIL 3.5T 15.5"W 17"H 19.5, | don | - | - | - | acprt | parts | ac | air conditioning | cls | par | 2010-05-07 | 2010-05-07 00:00:00 | elec | 2010-05-07 |  | carrier | - | n | y | - | 197.22
757293 | Z22K4PFV830 | COMPRESSOR F/CAC024AKA1 | don | - | - | - | acprt | parts | ac | air conditioning | cmp | par | 2010-05-31 | 2010-05-31 00:00:00 | elec | 2010-05-31 |  | icp | - | n | y | - | 543.87
618285 | HE35242A170A000080 | A-COIL, (17"W X 21"H X 19.5"D) | don | - | - | - | acprt | parts | ac | air conditioning | cls | par | 2010-06-14 | 2010-06-02 00:00:00 | elec | 2010-06-02 | RIGHT OR LEFT DRAIN, | aspen | - | n | y | - | 357.96
876094 | AMTSHE30124A140A000453 | A COIL 2TON 11"H 14"W 19.5"D | nblt | - | - | - | acprt | parts | ac | air conditioning | cls | par | 2010-06-21 | 2010-06-21 00:00:00 | elec | 2010-06-17 | R410 W/#53 PISTON. FOR R22 USE #59 PISTON | adp ( noble trade) | - | n | y | - | 155
258761 | HE35242A170A0000080 | A-COIL 3-3.5T 17"W PISTON | don | - | - | - | acprt | parts | ac | air conditioning | cls | par | 2010-06-24 | 2010-06-24 00:00:00 | elec | 2010-06-24 |  | don | - | n | y | - | 233.7
012483 | 36-305-R3744 | CAPACITOR,DUALRUN,ROUND 30/5 M | don | - | - | - | acprt | parts | ac | air conditioning | mis | par | 2010-07-07 | 2010-07-07 00:00:00 | elec | 2010-07-07 | FD @370/440V | rotom capacitor | - | n | y | - | 12.75
782977 | B13400913GB | MOTOR, DD 3/4HP W/MODULE | don | - | - | - | hfprt | parts | furn | furnace | mis | par | 2010-07-09 | 2010-07-09 00:00:00 | gas | 2010-07-09 | F/AMANA - AMV80905CXBA | amana hf | - | n | y | - | 731.88
556116 | 0201R00251S | COIL, CONDENSER F/SSX14024BA | wtbn | - | - | - | acprt | parts | ac | air conditioning | mis | par | 2016-06-20 | 2010-07-12 00:00:00 | elec | 2010-07-12 |  | amana | - | n | y | - | 1096.33
243531 | AMTSPISTON59 | PISTON #59 | nblt | - | - | - | acprt | parts | ac | air conditioning | mis | par | 2010-07-15 | 2010-07-15 00:00:00 | elec | 2010-07-15 |  | adp | - | n | y | - | 7.53
607615 | ZR24K4PFV930 | COMPRESSOR SCROLL 2TON R22 | don | - | - | - | acprt | parts | ac | air conditioning | mis | par | 2010-07-15 | 2010-07-15 00:00:00 | elec | 2010-07-15 |  | cac024akc4 | - | n | y | - | 791.41
131061 | AQMTSPISTON59 | NOT A VALID NUMBER AS PER BESS | don | - | dns | 2010-07-26 00:00:00 | acprt | parts | ac | air conditioning | mis | par | 2010-07-26 | 2010-07-26 00:00:00 | elec | 2010-07-26 | MARKOS | 38tkb024300 carrier | - | n | y | - | 3.89
168187 | 224-45147-04 | ANODE,ALUMINUM F/BRADFORD WHIT | wtbn | - | - | - | whprt | parts | wh | water heater | mis | par | 2010-08-12 | 2013-01-26 00:00:00 | gas | 2010-08-12 | E MI403S8FBN, | bradford white | - | n | y | - | 58.57
402701 | HA04242A155A00080 | A COIL F/38TZA042320 CARRIER | don | - | - | - | acprt | parts | ac | air conditioning | cls | par | 2010-08-17 | 2010-08-17 00:00:00 | elec | 2010-08-17 |  | carrier 38tza042320 | - | n | y | - | 200.69
152079 | 1001P-640SI | VALVE, GAS F/KINGSMAN -VF125 | don | - | - | - | fpprt | parts | fp | fireplaces | mis | par | 2010-08-27 | 2010-08-27 00:00:00 | gas | 2010-08-27 |  | kingsman fp | - | n | y | - | 225.04
459187 | 02435929000 | SWITCH PRESSURE .15WC | don | - | - | - | hfprt | parts | furn | furnace | swp | par | 2023-02-28 | 2022-01-25 00:00:00 | gas | 2010-09-07 | REPLACES 02435812000 | york | - | n | y | - | 29.68
659814 | STE V-1773484P | MINI SET PEX STELRAD | nuro | - | - | - | blprt | parts | bl | boiler | - | inv | 2010-09-29 | 2010-09-29 00:00:00 | - | 2010-09-29 |  | - | - | n | y | - | 73.6
876025 | 02435264000 | PRESSURE SWITCH | wtbn | - | - | - | hfprt | parts | furn | furnace | swp | par | 2023-02-20 | 2013-01-26 00:00:00 | gas | 2010-10-05 | F/GM9S040A12UP11J, REPLACES 024-35264-000 | york | - | n | y | - | 54.62
739331 | 8707021019 | GAS VALVE F/BOSCH WH | don | - | - | - | whprt | parts | wh | water heater | mis | par | 2012-09-18 | 2012-09-18 00:00:00 | gas | 2010-10-07 |  | bosch wh | - | n | y | - | 243.48
684072 | 68-100651-01 | CONDENSATE TRAP F/ RHEEM | wtbn | - | - | - | hfprt | parts | furn | furnace | mis | par | 2018-04-02 | 2013-01-26 00:00:00 | gas | 2010-11-02 | RGRK-06EMAES REPLACES PART 68-22671-01 | rheem | - | n | y | b | 14.98
378577 | 03109141000 | THERMISTER F/FC9C060B12UP11A | don | - | - | - | hfprt | parts | furn | furnace | mis | par | 2010-11-08 | 2010-11-08 00:00:00 | gas | 2010-11-08 |  | coleman-evcon | - | n | y | - | 69.57
774084 | 0259F00040 | HARNESS,WIRING CONTROL F/AMANA | wtbn | - | - | - | hfprt | parts | furn | furnace | mis | par | 2011-02-15 | 2011-02-15 00:00:00 | elec | 2010-11-10 | AMVC950704CXAA,AMVC950704CXAB, | amana/goodman | - | n | y | b | 5.71
995295 | 1001P640SI | GAS VALVE, F/VF130N | don | - | - | - | fpprt | parts | fp | fireplaces | mis | par | 2011-02-16 | 2011-02-16 00:00:00 | gas | 2010-12-21 |  | k-cal | - | n | y | - | 225.04
213380 | 2703-3061/A | TRANSITION,VENT CONNECTOR 4"F/ | don | - | - | - | hfprt | parts | furn | furnace | mis | par | 2010-12-22 | 2010-12-22 00:00:00 | gas | 2010-12-22 | BGU07512 COLEMAN/ YORK | bgu07512 coleman-evcon york | - | n | y | - | 79.8
482770 | 2703-3061A | TRANSITION,VENT CONNECTOR F/ | don | - | - | - | hfprt | parts | furn | furnace | mis | par | 2010-12-23 | 2010-12-23 00:00:00 | gas | 2010-12-23 | BGU07512 COLEMAN-EVCON YORK WAS 2703-3061/A | coleman-evcon york | - | n | y | - | 35.23
905088 | CAP200000440RPS | CAPACITOR F/AMANA-GULA090CX40 | don | - | - | - | hfprt | parts | furn | furnace | cpr | par | 2011-02-02 | 2011-02-02 00:00:00 | gas | 2011-02-02 |  | amana hf | - | n | y | - | 6.56
275329 | 02435276000 | DUAL PRESSURE SWITCH F/YORK | don | - | - | - | hfprt | parts | furn | furnace | swp | par | 2011-03-31 | 2011-03-31 00:00:00 | gas | 2011-03-31 | G8V12020UHC11C | york | - | n | y | - | 74.92
402051 | SV9541Q2561 | GAS VALVE F/ COMFORTMAKER | wtbn | - | - | - | hfprt | parts | furn | furnace | gvu | par | 2025-11-03 | 2013-01-26 00:00:00 | gas | 2011-04-21 | NTV6075GFG1 REPLACES 1011827 | comfortmaker | - | n | y | b | 533.64
595184 | 44-AGC30-5PK | FUSE,30 AMP GLASS/PLASTIC (PKG | don | - | - | - | blprt | parts | bl | boiler | mis | par | 2011-05-11 | 2011-05-11 00:00:00 | elec | 2011-05-11 | OF 5) | gould | - | n | y | - | 3.26
636997 | 0201R00230S | COIL, CONDENSER TUBING ASSEMB | don | - | - | - | acprt | parts | ac | air conditioning | mis | par | 2011-06-27 | 2011-06-27 00:00:00 | elec | 2011-06-27 | LY F/ SSX140301BA | goodman | - | n | y | - | 490.42
622857 | ZP16K5EPV830 | COMPRESSOR F/GSX130181 | don | - | - | - | acprt | parts | ac | air conditioning | cmp | par | 2011-07-11 | 2011-07-11 00:00:00 | elec | 2011-07-11 |  | goodman | - | n | y | - | 745.8
421585 | 0271F00003PS | BLOWER HOUSING REPLACES | don | - | - | - | hfprt | parts | furn | furnace | mis | par | 2011-07-15 | 2011-07-15 00:00:00 | gas | 2011-07-15 | 0271F00003P | amana | - | n | y | - | 115.26
378028 | ZR44K5-PFV-830 | COMPRESSOR | don | - | - | - | acprt | parts | ac | air conditioning | cmp | par | 2011-07-18 | 2011-07-18 00:00:00 | elec | 2011-07-18 |  | carrier | - | n | y | - | 552.54
609853 | ZR25K5PFV800 | COMPRESSOR SCROLL F/GSC140301A | don | - | - | - | acprt | parts | ac | air conditioning | cmp | par | 2011-07-18 | 2011-07-18 00:00:00 | elec | 2011-07-18 |  | amana | - | n | y | - | 755.97
629197 | ZR25K5PFV830 | COMPRESSOR SCROLL R22 2.5TON | don | - | - | - | acprt | parts | ac | air conditioning | cmp | par | 2012-05-31 | 2012-05-31 00:00:00 | elec | 2011-07-22 |  | copeland | - | n | y | - | 413.08
001157 | ZP51K5EPFV830 | COMPRESSOR 51000,208/230V 60/ | don | - | - | - | acprt | parts | ac | air conditioning | cmp | par | 2011-07-26 | 2011-07-26 00:00:00 | elec | 2011-07-26 | 1 F/WAC4360ABA | amana | - | n | y | - | 1284.81
914623 | 0159R00002P | HARNESS F/SCROLL COMPRESSOR F/ | don | - | - | - | acprt | parts | ac | air conditioning | wrg | par | 2011-07-26 | 2011-07-26 00:00:00 | elec | 2011-07-26 | WAC4360ABA | amana | - | n | y | - | 11.24
433747 | ZR16K5PFV800 | COMPRESSOR F/ AMANA GSC130181 | don | - | - | - | acprt | parts | ac | air conditioning | cmp | par | 2011-08-02 | 2011-08-02 00:00:00 | elec | 2011-08-02 |  | amana | - | n | y | - | 629.41
114767 | R35035B001 | MOTOR, CONDENSER FAN F/ARMSTRO | wtbn | - | - | - | acprt | parts | ac | air conditioning | mor | par | 2021-05-31 | 2021-05-31 00:00:00 | elec | 2011-08-10 | REPLACES PT#A35035B001 | armstrong | - | n | y | - | 308.83
306426 | 0131M00009PS | MOTOR, CONDENSOR 1/6 HP REPLAC | wtbn | - | - | - | acprt | parts | ac | air conditioning | mor | par | 2011-08-10 | 2011-08-10 00:00:00 | elec | 2011-08-10 | 0131M00009P F/ GOODMAN CLJ24-1 | goodman | - | n | y | - | 162.79
980619 | HE33936A155A0004AP | COIL A 1.5-3TON R410A LEFT | wtbn | - | - | - | acprt | parts | ac | air conditioning | cls | par | 2025-05-14 | 2025-05-14 00:00:00 | elec | 2011-08-17 | HAND LINESET W/TX VALVE 17H X 15.5W X 19.5L | amts | - | n | y | - | 654.83
497567 | HE32936A155A0004AP | A COIL 3TON R410 W/TX VALVE 15 | car | - | - | - | acprt | parts | ac | air conditioning | cls | par | 2025-12-16 | 2025-06-17 00:00:00 | elec | 2011-08-21 | H X 15.5W X 19.5D LEFT HAND CONNECTION | adp | - | n | y | - | 583.9
070128 | CR24K6PFV875 | COMPRESSOR F/GOODMAN-CLJ30-1A | don | - | - | - | acprt | parts | ac | air conditioning | cmp | par | 2012-05-31 | 2012-05-31 00:00:00 | elec | 2011-08-25 |  | goodman ac | - | n | y | - | 584.21
737044 | ZR21K5PFV830 | COMPRESSOR F/ICP-CAC024AKA1 | don | - | - | - | acprt | parts | ac | air conditioning | mis | par | 2011-08-26 | 2011-08-26 00:00:00 | elec | 2011-08-26 |  | icp - ac | - | n | y | - | 523.03
856442 | 44-AGC3-5PK | FUSE 3AMP (5 PER PACK) | don | - | - | - | hfprt | parts | furn | furnace | mis | par | 2011-09-27 | 2011-09-27 00:00:00 | gas | 2011-09-27 |  | heil | - | n | y | - | 2.63
234059 | 3242596000 | MOTOR F/FG9B08012UP11B | don | - | - | - | hfprt | parts | furn | furnace | mis | par | 2011-10-17 | 2011-10-17 00:00:00 | gas | 2011-10-17 |  | luvaire | - | n | y | - | 270.61
104348 | RS39232D001 | CAPACITOR, 4MFD, 370V F/ | don | - | - | - | hfprt | parts | furn | furnace | cpr | par | 2011-11-02 | 2011-11-02 00:00:00 | gas | 2011-11-02 | ARMSTRONG - 26HWC123A-2A | armstrong hf | - | n | y | - | 12.67
191841 | 0257F00143S | HEAT EXCHANGER F/GMVC950453BXA | wtbn | - | - | - | hfprt | parts | furn | furnace | hex | par | 2011-12-08 | 2011-11-15 00:00:00 | gas | 2011-11-15 | A GOODMAN | gmvc950453bxaa goodman | - | n | y | b | 994.9
401916 | 1002400010 | 10AMP REOSTAT F/ENERGY SAVINGS | don | - | - | - | hfprt | parts | furn | furnace | mis | par | 2011-11-24 | 2011-11-24 00:00:00 | gas | 2011-11-24 | PRODUCT-HV-7GH-DEW | energy saving product | - | n | y | - | 78.38
446337 | 0271F00074 | BLOWER HOUSING ASSY F/ | don | - | - | - | hfprt | parts | furn | furnace | mis | par | 2012-01-05 | 2012-01-05 00:00:00 | gas | 2012-01-05 | AMANA - GMVM960603BXAA | amana hf | - | n | y | - | 49.31
038721 | 47-25350-05 | SWITCH,LIMIT F/UGRK06EMAES | wtbn | - | - | - | hfprt | parts | furn | furnace | mis | par | 2012-01-10 | 2012-01-10 00:00:00 | gas | 2012-01-10 |  | rheem | - | n | y | b | 13.31
996695 | 47-25349-05 | HIGH LIMIT SWITCH | don | - | - | - | hfprt | parts | furn | furnace | swp | par | 2012-02-28 | 2012-02-28 00:00:00 | gas | 2012-02-28 |  | rheem | - | n | y | - | 7.2
383818 | SRV446-511A | PILOT ASSY, T-COUPLE INCLUDED | don | - | - | - | fpprt | parts | fp | fireplaces | mis | par | 2012-02-29 | 2012-02-29 00:00:00 | gas | 2012-02-29 |  | heat n glow | - | n | y | - | 89.56
784243 | BAYLPK220C | CONV KIT-NLA | trne | 542827 | dns | 2012-03-02 00:00:00 | hfprt | parts | furn | furnace | - | par | 2012-03-02 | 2012-03-02 00:00:00 | elec | 2012-03-02 | Trane Propane Conversion Kit, NG/LP for 3 Stage | trane | - | n | y | - | 121
814122 | BAYLPKT220C | CONVERSION KIT F/TUHM FURNACES | nate | - | - | - | hfprt | parts | furn | furnace | - | par | 2013-01-08 | 2012-03-02 00:00:00 | gas | 2012-03-02 | Trane: Propane Conversion Kit, NG/LP for all TUHM Furnaces | trane | trane furnace | n | y | - | 100
060405 | 239-45620-00 | WIRE HARNESS FOR FLS | wtbn | - | - | - | whprt | parts | wh | water heater | wrg | par | 2012-03-23 | 2012-03-23 00:00:00 | gas | 2012-03-23 |  | bradford whie | - | n | y | - | 6.33
786207 | 32816419000 | COLLECTOR BOX W/GASKET YORK | wtbn | - | - | - | hfprt | parts | furn | furnace | gat | par | 2015-11-02 | 2013-01-26 00:00:00 | gas | 2012-04-09 | REPLACES 32815544001 AND 32816448000 | york | - | n | y | b | 237.11
478968 | CR14K6PFV875 | COMPRESSOR F/AMANA GSC130181 | don | - | - | - | acprt | parts | ac | air conditioning | mis | par | 2012-04-30 | 2012-04-30 00:00:00 | elec | 2012-04-30 |  | - | - | n | y | - | 321
948914 | ZP31K5E-PFV-830 | COMPRESSOR SCROLL 2.5TON | don | - | - | - | acprt | parts | ac | air conditioning | cmp | par | 2012-05-23 | 2012-05-23 00:00:00 | elec | 2012-05-23 | USED ON GOODMAN #GSX130361. ALSO LENNOX # 97M55 | copeland | - | n | y | - | 874.62
259005 | 0130F00033S | MEMORY CARD F/AMANA HF - | don | - | - | - | hfprt | parts | furn | furnace | mis | par | 2012-05-25 | 2012-05-25 00:00:00 | gas | 2012-05-25 | GMVC950905CX | amana hf | - | n | y | - | 25.11
529186 | 36-305R3744 | DUAL CAPACITOR 30/5MFD | wtbn | - | - | - | acprt | parts | ac | air conditioning | cpr | par | 2021-06-14 | 2021-06-14 00:00:00 | elec | 2012-05-30 | 370/440V ROUND | allremp | - | n | y | a | 13
382832 | HAXPSA01930 | SWITCH, PRESSURE F/ HAYWARD | don | - | - | - | ptprt | parts | patio | patio | swp | par | 2012-06-06 | 2012-06-06 00:00:00 | gas | 2012-06-06 | CZ250C1 (COPPER TUBING) | hayward | - | n | y | - | 45.56
433121 | ZP16K5PFV830 | COMPRESSOR FOR AMANA | don | - | - | - | acprt | parts | ac | air conditioning | cmp | par | 2012-07-12 | 2012-07-12 00:00:00 | elec | 2012-07-12 | COMPRESSOR FOR AMANA #GSX130181 | amana | - | n | y | - | 687.04
139702 | ZR32K5-PFV-830 | COMPRESSOR SCROLL 3TON R22 | don | - | - | - | acprt | parts | ac | air conditioning | cmp | par | 2012-08-08 | 2012-08-08 00:00:00 | elec | 2012-08-08 | COPELAND | copeland | - | n | y | - | 660
793320 | ZP16K5EPFV830 | COMPRESSOR, F/ AMANA | wtbn | - | - | - | acprt | parts | ac | air conditioning | cmp | par | 2023-02-26 | 2016-08-15 00:00:00 | elec | 2012-08-17 | GSX130181EB REPLACES 97M52 | amana | - | n | y | b | 1302.97
505914 | 0131M00015PS | ASX140421 HP 2 SPEED FAN MOR | don | - | - | - | acprt | parts | ac | air conditioning | bwa | par | 2013-07-02 | 2012-08-20 00:00:00 | elec | 2012-08-20 |  | amana | - | n | y | - | 166.11
198400 | 024-35780-00 | SWITCH, PRESSURE F/YORK - | york | - | - | - | hfprt | parts | furn | furnace | mis | par | 2012-10-10 | 2012-10-10 00:00:00 | gas | 2012-10-10 | TG9S080B12MP11A | york hf | - | n | y | - | 11.5
835357 | 024-35780-000 | PRESSURES SWITCH F/YORK - | don | - | - | - | hfprt | parts | furn | furnace | swp | par | 2012-10-10 | 2012-10-10 00:00:00 | gas | 2012-10-10 |  | york hf | - | n | y | - | 16.47
096915 | 0243526000 | SWITCH, PRESSURE F/FRASER-JOHN | don | - | - | - | hfprt | parts | furn | furnace | swp | par | 2012-10-22 | 2012-10-22 00:00:00 | gas | 2012-10-22 | G9T04010UPA13C REPL 106123 | fraser-john | - | n | y | - | 25.02
550372 | TG9S08012MP11 | FURNACE,LUXAIRE | basu | - | - | - | hfhe | high efficiency | furn | furnace | - | inv | 2012-12-17 | 2012-11-14 00:00:00 | gas | 2012-11-14 |  | - | - | n | y | - | 828.92
696474 | R102463-001 | PRESS SWT DRAIN F/ARMSTRONG - | don | - | - | - | hfprt | parts | furn | furnace | swp | par | 2012-11-16 | 2012-11-16 00:00:00 | gas | 2012-11-16 | G2D93BT060D12B-1B | armstrong hf | - | n | y | - | 9.94
715734 | 3242500700 | MOTOR, VENTOR | don | - | - | - | hfprt | parts | furn | furnace | mis | par | 2012-11-22 | 2012-11-22 00:00:00 | gas | 2012-11-22 |  | $129.00/ hour | - | n | y | - | 229.87
870274 | 2GEARCLAMP | CLAMP,2" GEARCLAMP(STAINLESS | don | - | - | - | hfprt | parts | furn | furnace | mis | par | 2012-11-30 | 2012-11-30 00:00:00 | gas | 2012-11-30 | STEEL) | don park | - | n | y | - | 0.71
858436 | 02435266000 | PRESSURE DUAL SWITCH .45/.85WC | wtbn | - | - | - | hfprt | parts | furn | furnace | mis | par | 2015-11-02 | 2012-12-19 00:00:00 | gas | 2012-12-19 | GM9V080B12UP11D REPLACES 024-35266-000 | luxaire | - | n | y | b | 129.03
051934 | 02529041711 | SWITCH, HIGH LIMIT FOR YORK | wtbn | - | - | - | chfpr | parts | cfurn | furnaces | swt | par | 2015-11-02 | 2012-12-23 00:00:00 | elec | 2012-12-23 | #GM9S100C16UP11 | york | - | n | y | - | 63.7
456268 | TG9S120D20MP11 | FURNACE,LUXAIRE | basu | - | - | - | hfhe | high efficiency | furn | furnace | - | inv | 2013-01-18 | 2013-01-18 00:00:00 | gas | 2013-01-18 |  | luxaire | - | n | y | - | 1021.66
167138 | 50027998-002 | WATER SENSOR WITH FILTER F/ | don | - | - | - | fpprt | parts | fp | fireplaces | mis | par | 2013-02-06 | 2013-02-06 00:00:00 | gas | 2013-02-06 | TRUE STEAM HUMIDIFIER | true steam | - | n | y | - | 32.16
696707 | 62-102636-81� | IGNITION FAN CONTROL BOARD | don | - | - | - | acprt | parts | ac | air conditioning | mis | par | 2013-02-08 | 2013-02-08 00:00:00 | elec | 2013-02-08 | REPLACES 62-100610-02 | keeprite | - | n | y | - | 75.47
237793 | 8707207368 | CONTROL MODULE/BOSCH GWH715CTD | don | - | - | - | whprt | parts | wh | water heater | com | par | 2013-02-15 | 2013-02-15 00:00:00 | gas | 2013-02-15 |  | bosch | - | n | y | - | 157.24
259360 | SRV100-510A | FAN SPEED F/ AT-ZC | don | - | - | - | fpprt | parts | fp | fireplaces | mis | par | 2013-03-23 | 2013-03-23 00:00:00 | gas | 2013-03-23 |  | heat n glo | - | n | y | - | 33.22
931147 | HA07260A200A000093 | A-COIL 5T 20"W 25"W 19.5"D | wtbn | - | - | - | acprt | parts | ac | air conditioning | cls | par | 2017-07-12 | 2013-04-22 00:00:00 | elec | 2013-04-22 |  | adp | ha07260a200a000093 | n | y | - | 780.36
303708 | R102463-01 | PRESSURE SWITCH F ARMSTRONG | wtbn | - | - | - | hfprt | parts | furn | furnace | mis | par | 2019-02-20 | 2019-02-20 00:00:00 | gas | 2013-05-27 | PRESSURE SWITCH FOR G2D95CT100V20C-2A REPLACES R10246301 | armstrong | 129.00 hour | n | y | - | 100.17
313897 | CA42A34160R | COIL 3.5T 410 UNCASED R | don | - | - | - | acprt | parts | ac | air conditioning | mis | par | 2013-06-17 | 2013-06-17 00:00:00 | elec | 2013-06-17 |  | goodman | - | n | y | - | 376.29
038268 | CR28K6PFV775 | COMPRESSOR FOR KEEPRITE | don | - | - | - | acprt | parts | ac | air conditioning | mis | par | 2013-06-21 | 2013-06-21 00:00:00 | elec | 2013-06-21 | M # NAC030AKC3 | keeprite | - | n | y | - | 730.62
108460 | ENA4X24L14A | COIL N 2 TON W/TX VALVE 410A | wtbn | - | - | - | acprt | parts | ac | air conditioning | cls | par | 2013-06-28 | 2013-06-28 00:00:00 | elec | 2013-06-28 | 14 3/16" WIDTH ALUMINUM COIL LEFT HAND LINESET | icp | - | n | y | - | 321.38
654891 | ZP20K5EPFV830 | COMPRESSOR F/AMANA GSX130241 | wtbn | - | - | - | acprt | parts | ac | air conditioning | mis | par | 2018-11-21 | 2016-05-26 00:00:00 | elec | 2013-06-28 | REPLACES ZP20K5E-PFV-830 | amana | - | n | y | b | 1223.05
728938 | 02211567000 | LIQUID SERVICE VALVE F/LUXAIRE | wtbn | - | - | - | acprt | parts | ac | air conditioning | mis | par | 2019-06-21 | 2013-06-28 00:00:00 | elec | 2013-06-28 | AL3B030F1A REPLACES 02209064375 | luxaire | - | n | y | - | 18.65
027811 | CA48A34195R | COIL ASPEN 4T 410 UNCASED t | don | - | - | - | acprt | parts | ac | air conditioning | mis | par | 2013-07-10 | 2013-07-10 00:00:00 | elec | 2013-07-10 | Matching AC Coil for R410A Refrigerant | aspen coil | - | n | y | - | 316.4
840639 | ENA4X36L17A | COIL, EVAPORATOR R410A 3TON | don | - | - | - | acprt | parts | ac | air conditioning | mis | par | 2013-07-08 | 2013-07-08 00:00:00 | elec | 2013-07-10 |  | tempstar | - | n | y | - | 332.01
322407 | HE35148A200A0000476 | A-COIL,EVAPORATOR,4 TON,R22 RE | fron | - | - | - | acprt | parts | ac | air conditioning | cls | par | 2013-07-12 | 2013-07-11 00:00:00 | elec | 2013-07-11 | FRIDGERANT, | home environment | - | n | y | - | 379.68
041018 | HE35148A200A000476 | A-COIL,EVAPOURATOR,4 TON,R22 R | fron | - | - | - | acprt | parts | ac | air conditioning | mis | par | 2013-07-12 | 2013-07-12 00:00:00 | elec | 2013-07-12 | EFRIDGERANT, | adp/aspen | - | n | y | - | 318.93
177240 | 022116567000 | VALVE, LIQUID SERVICE 3/8" | don | - | - | - | acprt | parts | ac | air conditioning | mis | par | 2013-07-24 | 2013-07-24 00:00:00 | elec | 2013-07-24 |  | york | - | n | y | - | 22.6
572492 | 36-357R3744 | CAPACITOR DUAL | don | - | - | - | acprt | parts | ac | air conditioning | cpr | par | 2013-07-24 | 2013-07-24 00:00:00 | elec | 2013-07-24 | 35/7.5MFD 370V ROUND | carrier | - | n | y | - | 7.73
709903 | ZR48K5PFV830 | COMPRESSOR FOR ICP | don | - | - | - | acprt | parts | ac | air conditioning | cmp | par | 2013-08-23 | 2013-08-23 00:00:00 | elec | 2013-08-23 | #CAC048AKC4 | icp | - | n | y | - | 1106.61
623308 | -FILT16X25X1 | 16X25X1 DISPOSABLE FILTERS | don | - | - | - | hfprt | parts | furn | furnace | fia | par | 2016-05-16 | 2013-08-27 00:00:00 | gas | 2013-08-27 | REPLACES TAF16251 AND 16X25X1 | dafco | - | n | y | - | 1.3
319044 | 3281649000 | COLLECTOR BOX,W/GASKET | don | - | - | - | chfpr | parts | cfurn | furnaces | mis | par | 2013-09-16 | 2013-09-16 00:00:00 | elec | 2013-09-16 | F/YORK TM9V080B12M011A, | york | - | n | y | - | 51.21
804634 | PB-011-01 | PILOT,STANDING FOR OLSEN | wtbn | - | - | - | blprt | parts | bl | boiler | pta | par | 2013-09-18 | 2013-09-18 00:00:00 | elec | 2013-09-18 | #OMGB100HD | olsen | - | n | y | - | 49.84
929578 | RS36453B001 | FLAME SENSOR FOR ARMSTRONG | wtbn | - | - | - | chfpr | parts | cfurn | furnaces | flr | par | 2013-10-09 | 2013-10-09 00:00:00 | elec | 2013-10-09 | #EG6A100DC14-12C | armstrong | - | n | y | - | 5.89
249073 | 0241368000 | WIRE HARNESS /CP9C080B12MP11A | don | - | - | - | hfprt | parts | furn | furnace | mis | par | 2013-11-08 | 2013-11-08 00:00:00 | gas | 2013-11-08 | MAIN WIRE HARNESS | york / coleman | - | n | y | - | 40.12
576645 | 2EE04703724SP | ECONOMIZER | basu | - | - | - | crtpr | parts | crtu | roof top units | - | inv | 2013-11-08 | 2013-11-08 00:00:00 | elec | 2013-11-08 |  | york | - | n | y | - | 497
610469 | 02541368000 | WIRE HARNESS/ CP9C080B12MP11A | don | - | - | - | hfprt | parts | furn | furnace | - | inv | 2013-11-08 | 2013-11-08 00:00:00 | - | 2013-11-08 | MAIN WIRE HARNESS | york / coleman | - | n | y | - | 40.12
183855 | 2435274000 | PRESSURE SWITCH/ 2 STAGE | don | - | - | - | hfprt | parts | furn | furnace | swp | par | 2013-11-11 | 2013-11-11 00:00:00 | gas | 2013-11-11 | P1DUA12V06401B | york | - | n | y | - | 54.6
206394 | RS38872B001 | MOTOR F/ARMSTRONG | don | - | - | - | chfpr | parts | cfurn | furnaces | mor | par | 2013-12-18 | 2013-12-18 00:00:00 | elec | 2013-12-18 | #EG6A100DC14-12C | armstrong | - | n | y | - | 117.84
047001 | CAP20000044RPS | CAPACITOR | don | - | - | - | chfpr | parts | cfurn | furnaces | mis | par | 2014-01-09 | 2014-01-09 00:00:00 | gas | 2014-01-09 |  | amana | - | n | y | - | 8.1
165454 | 73w19 | HI LIMIT F/ML193UH090XP36C-04 | lenn | - | - | - | hfprt | parts | furn | furnace | hlc | par | 2026-01-12 | 2014-01-31 00:00:00 | gas | 2014-01-31 |  | lennox | - | n | y | b | 24.54
155247 | 0271F00000P | HOUSING,BLOWER ASSEMBLY 10"X8" | don | - | - | - | hfprt | parts | furn | furnace | bwa | par | 2014-02-24 | 2014-02-24 00:00:00 | gas | 2014-02-24 | F/AMANA GMH950703BXBB, | amana/goodman | - | n | y | - | 88
315035 | 057431003M | BLOWER ASSEMBLY | don | - | - | - | hfprt | parts | furn | furnace | mis | par | 2014-02-26 | 2014-02-26 00:00:00 | gas | 2014-02-26 |  | grimsby | - | n | y | - | 127.15
578837 | C7089R1013 | IAQ AMANA TSTAT OUTDOOR SENSOR | ama | - | - | - | hfprt | parts | furn | furnace | - | par | 2025-07-25 | 2018-01-31 00:00:00 | elec | 2014-03-13 | Amana: IAQ wireless outdoor air sensor for Amana communicating WIFI T-stat | amana | thermostat | n | y | - | 103.7
837342 | HEDVK25 | FP-VENT LINERS DV | nate | - | - | - | fpacc | accessories | fp | fireplaces | - | inv | 2014-03-13 | 2014-03-13 00:00:00 | - | 2014-03-13 | Vermont Castings: vent liners for V31LDVINTSC | redmond williams | fireplace | n | y | - | 142.12
358932 | 02435263000 | PRESSURE SWITCH F/PS9D20N135U | don | - | - | - | hfprt | parts | furn | furnace | mis | par | 2014-03-14 | 2014-03-14 00:00:00 | gas | 2014-03-14 |  | - | - | n | y | - | 27.12
540782 | 383-500-658 | U CONTROL BOARD | wtbn | - | - | - | chfpr | parts | cfurn | furnaces | mis | par | 2014-03-14 | 2014-03-14 00:00:00 | gas | 2014-03-14 |  | weil-mclain | - | n | y | - | 566.97
511747 | UPS26-99BFC | PUMP,DOMESTIC 3SP BRONZE 115V | don | - | - | - | blprt | parts | bl | boiler | mis | par | 2014-03-23 | 2014-03-23 00:00:00 | elec | 2014-03-24 |  | grandfos | - | n | y | - | 258.09
319733 | 06801701/A-A | BLOWER ASSY F/UG50-38TFPDV-N2U | don | - | - | - | whprt | parts | wh | water heater | vea | par | 2014-05-22 | 2014-05-22 00:00:00 | gas | 2014-05-22 | -DE | giant | - | n | y | - | 209.05
820354 | RTG20212BE | FLAME SENSOR/ RHEEM TANKLESS | wtbn | - | - | - | whprt | parts | wh | water heater | flr | par | 2025-04-26 | 2017-01-16 00:00:00 | gas | 2014-06-02 |  | rheem | - | n | y | a | 25.51
479137 | 3732782202 | CONDENSOR COIL F/YORK | don | - | - | - | acprt | parts | ac | air conditioning | cls | par | 2014-06-19 | 2014-06-19 00:00:00 | elec | 2014-06-19 | TCGD36S41S1A | york | - | n | y | - | 1002.31
733685 | 06001237-A | BURNER ASSEMBLY F/GIANT W/H MO | wtbn | - | - | - | whprt | parts | wh | water heater | brm | par | 2023-09-12 | 2014-07-02 00:00:00 | gas | 2014-07-02 | DEL#UG50-40LFPV1-NIU-DE | giant w/h | - | n | y | a | 106.32
538352 | CA42A34-160R | COIL 3.5T 410 UNCASED R | don | - | - | - | acprt | parts | ac | air conditioning | mis | par | 2014-07-11 | 2014-07-11 00:00:00 | elec | 2014-07-11 |  | goodman | - | n | y | - | 345.68
786709 | CR22K6EPFV875 | COMPRESSOR,2 TON,22,000 BTU'S | carr | - | - | - | acprt | parts | ac | air conditioning | mis | par | 2014-07-23 | 2014-07-23 00:00:00 | elec | 2014-07-23 | F/R22 REFR.,208/230/1/60 F/ICP NAC024AKB1, | icp/keeprite | - | n | y | - | 382
444640 | CNPVP322ALA | COIL,EVAPORATOR CASED,3 TON,R4 | carr | - | - | - | acprt | parts | ac | air conditioning | mis | par | 2014-07-24 | 2014-07-24 00:00:00 | elec | 2014-07-24 | 10A REF, | carrier | - | n | y | - | 438.44
456197 | HE305240A140A0000AP | EVAPORATOR COIL,(A-COIL)2 TON, | don | - | - | - | acprt | parts | ac | air conditioning | cls | par | 2014-07-24 | 2014-07-24 00:00:00 | elec | 2014-07-24 | R22, | aspen coils | - | n | y | - | 243
990047 | CNPVP3221ALA | COIL,EVAPORATOR CASED,3 TON,R4 | carr | - | - | - | acprt | parts | ac | air conditioning | mis | par | 2014-07-24 | 2014-07-24 00:00:00 | elec | 2014-07-24 | 10A,REFRIGERANT, | carrier | - | n | y | - | 438.44
687389 | CR35K6PFV875 | COMPRESSOR | don | - | - | - | acprt | parts | ac | air conditioning | mis | par | 2014-07-25 | 2014-07-25 00:00:00 | elec | 2014-07-25 |  | goodman | - | n | y | - | 856.54
715062 | 02616381139 | WHL,BLW,10 X 10,CCW BORE F/ | don | - | - | - | hfprt | parts | furn | furnace | mis | par | 2015-11-02 | 2014-09-03 00:00:00 | gas | 2014-09-03 | YORK AGU10016A | york | - | n | y | - | 143.16
282010 | 0161F00055S | COLLECTOR BOX WITH GASKET | wtbn | - | - | - | hfprt | parts | furn | furnace | mis | par | 2014-09-26 | 2014-09-26 00:00:00 | gas | 2014-09-26 | FOR Amana MODEL-AMVC960603BNAA | goodmand | - | n | y | a | 44.17
420217 | CR22K6PFV875 | COMPRESSOR/ CKL24-1/GOODMAN | don | - | - | - | acprt | parts | ac | air conditioning | cmp | par | 2014-09-26 | 2014-09-26 00:00:00 | elec | 2014-09-26 |  | goodman | - | n | y | - | 786.48
753548 | ZR25K5EPFV800 | COMPRESSOR, SCROLL REPLACES | don | - | - | - | acprt | parts | ac | air conditioning | cmp | par | 2014-09-26 | 2014-09-26 00:00:00 | elec | 2014-09-26 | ZR25K5PFV800 | copeland | - | n | y | - | 848.63
368430 | 7TDVSKVA | FP-VERTICAL VENT TERMINATION | redt | - | - | - | fpprt | parts | fp | fireplaces | - | par | 2014-10-09 | 2014-10-09 00:00:00 | - | 2014-10-08 | Majestic: Vertical Termination Kit (flashing, storm collar, termination) | vermont majectic | fireplace | n | y | - | 142.5
493544 | 32816449000 | COLLECTOR BOX F/YORK | wtbn | - | - | - | hfprt | parts | furn | furnace | mis | par | 2021-01-12 | 2021-01-12 00:00:00 | gas | 2014-10-14 | TM9X100C16MP11A | york | - | n | y | b | 258.06
714447 | 0131M00002PSP | VENTOR MOTOR W/GASKET F/AMANA | wtbn | - | - | - | hfprt | parts | furn | furnace | - | par | 2022-02-14 | 2022-02-14 00:00:00 | gas | 2014-10-17 | AMH80703AN REPLACES 0131M00002PS | amana | - | n | y | a | 93.52
896577 | 0271F00001PS | BLOWER HOUSING W/BLOWER WHEEL | don | - | - | - | hfprt | parts | furn | furnace | mis | par | 2021-09-30 | 2021-09-30 00:00:00 | gas | 2014-11-19 | AMVC960403BNAA | amana | - | n | y | - | 175.74
227989 | 0161F00054S | COLLECTOR BOX F/GMSS960603BN | wtbn | - | - | - | hfprt | parts | furn | furnace | mis | par | 2014-11-28 | 2014-11-28 00:00:00 | gas | 2014-11-28 | AMANA GMSS960603BN | gmss960603bn amana | - | n | y | a | 44.17
413960 | 0171M00001S | VENTOR MOTOR F/GMSS960603BN | wtbn | - | - | - | hfprt | parts | furn | furnace | vea | par | 2023-02-13 | 2023-02-13 00:00:00 | gas | 2014-12-08 | AMAN USE 0171M00001S (NOT 0171M00001)) REPLACES 0171M00000S | amana | - | n | y | a | 182.04
955174 | 0171M00001 | VENTOR MOTOR F/GMSS960603BN | don | - | - | - | hfprt | parts | furn | furnace | vea | par | 2015-02-10 | 2014-12-08 00:00:00 | gas | 2014-12-08 | AMANA | gmss960603bn amana | - | n | y | - | 131.08
723250 | -1IPBALLV | 1" X BALL VALVES MIP | don | - | - | - | consl | consumables | opp | operations | - | inv | 2016-06-05 | 2014-12-18 00:00:00 | - | 2014-12-18 |  | - | - | n | y | - | 11.4
298910 | 0271F00001P | BLOWER HOUSING | don | - | - | - | hfprt | parts | furn | furnace | mis | par | 2015-03-02 | 2015-03-02 00:00:00 | gas | 2015-03-02 |  | amana | - | n | y | - | 99.33
479737 | 0121F00439 | PRIMARY LIMIT/ GMEC961205DN | don | - | - | - | hfprt | parts | furn | furnace | swt | par | 2017-12-22 | 2015-03-06 00:00:00 | gas | 2015-03-06 |  | goodman/amana | - | n | y | - | 1.36
309704 | 233-462777-05 | BURNER ASSEMBLY BRADFORD WHITE | don | - | - | - | whprt | parts | wh | water heater | mis | par | 2015-04-07 | 2015-04-07 00:00:00 | gas | 2015-04-07 | BW CV 40 | bradford white | - | n | y | - | 42.6
004278 | CHPF24306BA | COIL-AMANA 2-2.5T HORIZONTAL | don | - | - | - | acprt | parts | ac | air conditioning | cls | par | 2015-05-12 | 2015-05-12 00:00:00 | elec | 2015-05-12 |  | amana | - | n | y | - | 436.75
081677 | ZR48K5EPFV830 | COMPRESSOR 38tkb048-301 | car | - | - | - | acprt | parts | ac | air conditioning | cmp | par | 2015-05-14 | 2015-05-14 00:00:00 | elec | 2015-05-14 |  | carrier | - | n | y | - | 788.03
242452 | ZR25K5EPFV830 | COMPRESSOR SCROLL R22 2.5 TON | don | - | - | - | acprt | parts | ac | air conditioning | cmp | par | 2015-05-25 | 2015-05-25 00:00:00 | elec | 2015-05-25 | KAC024GKC4 | keeprite | - | n | y | - | 691.62
392089 | 43-7075-03 | DO NOT USE SET UP IN ERROR | don | - | dns | 2015-05-29 00:00:00 | acprt | parts | ac | air conditioning | cpr | par | 2015-05-29 | 2015-05-28 00:00:00 | elec | 2015-05-28 |  | trane | - | n | y | - | 10.81
621125 | CA30A24-160R | 21/2 TON A COIL 16" WIDE/ 4TTA | don | - | - | - | acprt | parts | ac | air conditioning | cls | par | 2015-07-01 | 2015-07-01 00:00:00 | elec | 2015-07-01 |  | - | - | n | y | - | 219.57
727781 | UPS26-99-FC | GRUNDFOS PUMP | don | - | - | - | blprt | parts | bl | boiler | mis | par | 2015-07-03 | 2015-07-03 00:00:00 | gas | 2015-07-03 |  | grundfos | - | n | y | - | 257.19
181218 | 1E78C144EC | THERMOSTAT HEAT/COOL NON | wtbn | - | - | - | hfprt | parts | furn | furnace | ths | par | 2023-09-27 | 2015-07-09 00:00:00 | gas | 2015-07-09 | HEAT/COOL NON PROGRAMMABLE W/EC LOGO VERTICAL MAY USE PT#1E56WC-73 AS ALTERNATE REPLACES 1E78-137 & 1F56WC-62 AND 1E30N-311 AND 1E78C-137 | white rogers | - | n | y | a | 49.94
547634 | 06801701-2A | BLOWER ASSY W/MOLEX CONNECTOR | wtbn | - | - | - | whprt | parts | wh | water heater | vea | par | 2024-05-09 | 2021-04-29 00:00:00 | gas | 2015-07-13 | STARTING OCT 8, 2013 F/ UG40-38, UG50-38, UG60-38 | giant | - | n | y | b | 631.52
597003 | CR28K6EPFV775 | COMPRESSOR/ICP Nac030aka5 | don | - | - | - | acprt | parts | ac | air conditioning | cmp | par | 2015-07-13 | 2015-07-13 00:00:00 | elec | 2015-07-13 | Nac030aka5 | icp | - | n | y | - | 583.19
751324 | CAP050600440RTP | DUAL CAP GOODMAN CLQ60-1 | don | - | - | - | acprt | parts | ac | air conditioning | cpr | par | 2015-07-27 | 2015-07-27 00:00:00 | elec | 2015-07-27 |  | goodman | - | n | y | - | 27.21
159832 | 43-317075-03 | START CAPACITOR FOR TRANE | don | - | - | - | acprt | parts | ac | air conditioning | mis | par | 2015-07-28 | 2015-07-28 00:00:00 | elec | 2015-07-28 | 2TTR1024 | trane | - | n | y | - | 11.06
618115 | 0150M00008SP | FAN BLADE REPLACES 0150M00008S | wtbn | - | - | - | acprt | parts | ac | air conditioning | mis | par | 2018-03-28 | 2018-03-28 00:00:00 | elec | 2015-07-29 |  | amana | - | n | y | b | 47.52
617420 | 36-50R3744 | 50MFD CAPACITOR | don | - | - | - | acprt | parts | ac | air conditioning | cpr | par | 2015-08-05 | 2015-08-05 00:00:00 | elec | 2015-08-05 |  | unionaire | - | n | y | - | 12.54
266769 | 0150M0008SP | BLADE, FAN F/GOODMAN | don | - | - | - | acprt | parts | ac | air conditioning | mis | par | 2015-08-17 | 2015-08-17 00:00:00 | elec | 2015-08-17 | #GSX160241FA | goodman | - | n | y | - | 54.73
595330 | ZR21K5EPFV830 | COMRPESSOR F/ICP #KAC024AKA | don | - | - | - | acprt | parts | ac | air conditioning | cmp | par | 2015-08-18 | 2015-08-18 00:00:00 | elec | 2015-08-18 |  | icp | - | n | y | - | 686.81
431607 | CHPF2430BA | 2 - 2.5T AMANA CASED COIL | don | - | - | - | acprt | parts | ac | air conditioning | cls | par | 2015-09-04 | 2015-09-04 00:00:00 | elec | 2015-09-04 |  | amana | - | n | y | - | 245.21
703040 | 3PVCFGVCOUP | COUPLING,3"PVC (636 PIPING) | don | - | - | - | whprt | parts | wh | water heater | mis | par | 2015-10-02 | 2015-10-02 00:00:00 | gas | 2015-10-02 |  | 636 coupling | - | n | y | - | 3.19
744707 | SRV44-510A | PILOT ASSEMBLY F/HEAT N GLO | don | - | - | - | fpprt | parts | fp | fireplaces | pta | par | 2015-10-13 | 2015-10-13 00:00:00 | gas | 2015-10-13 | #SL-32 | heat n glo | - | n | y | - | 107.35
426383 | 2TG200066DW | THERMOSTAT DCRTGH95DVLN MODEL | don | - | - | - | hfprt | parts | furn | furnace | mis | par | 2015-10-26 | 2015-10-26 00:00:00 | gas | 2015-10-26 |  | rheem | - | n | y | - | 129.27
264449 | 2TG20006DW | THERMOSTAT F/RHEEM | don | - | - | - | cwhpr | parts | cwh | water heaters | ths | par | 2015-10-27 | 2015-10-27 00:00:00 | elec | 2015-10-27 | #DCRTGH95DVLN | rheem | - | n | y | - | 129.27
287732 | 383-700-165 | MAINT.KIT INCL.IGNITOR W/GASKT | wtbn | - | - | - | blprt | parts | bl | boiler | mis | par | 2022-12-29 | 2016-10-19 00:00:00 | - | 2015-11-20 | & VENTURI GASKET & COVER PLATE GASKET & VENTURI, GAS VALVE O-RING, REFACTORY, SILICONE, INHIBITOR TEST KIT, CLIPS, & MANUAL F/ECO70/110 | weil mclain | - | n | y | b | 189.77
200245 | 1F95C1291EC | IAQ TSTAT BLUE PROG W/HUMIDITY | don | - | - | - | chfpr | parts | cfurn | furnaces | ths | par | 2015-11-23 | 2015-11-23 00:00:00 | elec | 2015-11-23 | IAQ - WR Programmable Touch Screen Thermostat with Humidity Control | honeywell | - | n | y | - | 156.18
206973 | 50027998-002U | HONEYWELL SENSOR | don | - | - | - | hfprt | parts | furn | furnace | mis | par | 2015-12-14 | 2015-12-14 00:00:00 | gas | 2015-12-14 |  | honeywell | - | n | y | - | 87.45
370495 | UP1542-BUC5 | PUMP,CIRC INNERZONE | don | - | - | - | blprt | parts | bl | boiler | mis | par | 2015-12-21 | 2015-12-21 00:00:00 | gas | 2015-12-21 |  | 129/hr labour | - | n | y | - | 247.7
202675 | 910-157-P | BLOWER ULTRAGLOW S450-NG | don | - | - | - | fpprt | parts | fp | fireplaces | bwa | par | 2016-01-13 | 2016-01-13 00:00:00 | gas | 2016-01-13 |  | blower | - | n | y | - | 171.2
390826 | SYSTXCCUIN01-A | IAQ-THERMOSTAT INFINITY CONTRO | carr | - | - | - | hfprt | parts | furn | furnace | ths | par | 2016-01-26 | 2016-01-26 00:00:00 | elec | 2016-01-26 | LLER,(CARRIER) | carrier | - | n | y | - | 493.25
828536 | 174031MF013 | PUMP S25 CAST IRON ARMSTRONG | wtbn | - | - | - | blprt | parts | bl | boiler | - | par | 2023-05-20 | 2023-05-20 00:00:00 | - | 2016-02-02 | ARMSTRONG CAST IRON CIRCULATING PUMP WITHOUT FLANGES REPLACES 174031013 | - | - | n | y | b | 727.11
070003 | 0130F00439 | SWITCH,PRESSURE (-.1/-1.27 WC) | wtbn | - | - | - | hfprt | parts | furn | furnace | swp | par | 2016-02-05 | 2016-02-05 00:00:00 | elec | 2016-02-05 | F/AMANA GMSS960803BN(OLD PART#0130F00477) | amana | - | n | y | b | 49.14
636971 | 1E78C-144EC ** | WR DIGITAL NON PROG VERTICAL | wtbn | - | - | - | hfprt | parts | furn | furnace | - | inv | 2025-05-23 | 2016-10-06 00:00:00 | gas | 2016-03-04 | IAQ - White Rodgers Digital Non Programmable Vertical Thermostat | white rodgers | thermostat | n | y | - | 49.94
667145 | 324 36074 309 | motor and controller York | don | - | - | - | hfprt | parts | furn | furnace | mis | par | 2016-03-04 | 2016-03-04 00:00:00 | gas | 2016-03-04 | Gm9v100c20up12a | york | - | n | y | - | 1490.95
074126 | 02435268000 | DUAL PRESSURE SWITCH | wtbn | - | - | - | hfprt | parts | furn | furnace | swp | par | 2023-02-26 | 2018-02-13 00:00:00 | gas | 2016-03-21 |  | york | - | n | y | - | 141.1
F00095 | 12X12X34BMTEE | 12X12X34BMTEE | desc | - | - | - | fcons | field consumables | opp | operations | - | inv | 2019-04-18 | - | - | 2016-03-26 |  | - | - | n | y | - | 2.8
F00099 | 1X12X12BMTEE | 1X12X12BMTEE | desc | - | - | - | fcons | field consumables | opp | operations | - | inv | 2019-04-18 | - | - | 2016-03-26 |  | - | - | n | y | - | 3.8
F00101 | 1X12X1BMTEE | 1X12X1BMTEE | desc | - | - | - | fcons | field consumables | opp | operations | - | inv | 2019-04-18 | - | - | 2016-03-26 |  | - | - | n | y | - | 3.8
F00102 | 1X34X12BMTEE | 1X34X12BMTEE | desc | - | - | - | fcons | field consumables | opp | operations | - | inv | 2019-04-18 | - | - | 2016-03-26 |  | - | - | n | y | - | 3.8
F00103 | 1X34X1BMTEE | 1X34X1BMTEE | desc | - | - | - | fcons | field consumables | opp | operations | - | inv | 2019-04-18 | - | - | 2016-03-26 |  | - | - | n | y | - | 3.8
F00104 | 1X1X12BMTEE | 1X1X12BMTEE | desc | - | - | - | fcons | field consumables | opp | operations | - | inv | 2022-01-24 | - | - | 2016-03-26 |  | - | - | n | y | - | 3.5
F00120 | 114X1BMCOUP | 114X1BMCOUP COUPLING | desc | - | - | - | fcons | field consumables | opp | operations | - | inv | 2019-04-18 | - | - | 2016-03-26 |  | - | - | n | y | - | 2.95
F00251 | 1SMSCREW10 | SCREWS #10 SIZE 1" PER BOX | desc | f00880 | - | - | fcons | field consumables | opp | operations | - | inv | 2024-03-25 | - | - | 2016-03-26 |  | fasteners & fittings | - | n | y | - | 5.95
F00254 | 112SMSCREW10 | SCREWS #10 SIZE 1-1/2"(100box) | wtbn | - | - | - | fcons | field consumables | opp | operations | - | inv | 2024-01-17 | 2018-08-16 00:00:00 | - | 2016-03-26 | PER BOX | - | - | n | y | - | 6.21
F00307 | 12CXMADP | 1/2 by 1/2 MIP ADAPTER SWEAT | don | - | - | - | fcons | field consumables | opp | operations | - | inv | 2022-02-06 | - | - | 2016-03-26 |  | - | - | n | y | - | 0.87
F00334 | 500MLPVCFGVCEMENT | CEMENT PVCFGV 636 196040 (12) | desc | - | - | - | fcons | field consumables | opp | operations | - | inv | 2024-03-25 | - | - | 2016-03-26 |  | ipex | - | n | y | - | 11.85
F00338 | DONPPRED064P26 | REDUCER PLAIN 6-4 26GA | wtbn | - | - | - | fcons | field consumables | opp | operations | - | inv | 2016-06-17 | - | - | 2016-03-26 |  | - | - | n | y | - | 7.22
F00351 | 1X1X34BMTEE | 1" x 1" x 3/4" TEE | desc | - | - | - | fcons | field consumables | opp | operations | - | inv | 2019-04-16 | - | - | 2016-03-26 |  | - | - | n | y | - | 3.88
F00373 | EL069030 | 90 DEGREE ELB 6" 30 GUAGE (20) | desc | - | - | - | fcons | field consumables | opp | operations | - | inv | 2023-10-12 | - | - | 2016-03-26 |  | - | - | n | y | - | 3.25
F00100 | 1X12X34BMTEE | 1X12X34BMTEE 20 PCS / BOX | desc | - | - | - | fcons | field consumables | opp | operations | - | inv | 2019-04-18 | 2016-03-29 00:00:00 | - | 2016-03-29 |  | - | - | n | y | - | 3.8
324257 | H8908B1002U | HUMIDSTAT | don | - | - | - | hmprt | parts | humid | iaq humidifier | mis | par | 2016-04-18 | 2016-04-18 00:00:00 | - | 2016-04-18 |  | honeywell | - | n | y | - | 37.65
F00413 | 12X34CXFADP | ADAPTER SWEAT 1/2"X3/4"FIP | wtbn | - | - | - | fcons | field consumables | opp | operations | - | inv | 2022-02-04 | 2018-08-24 00:00:00 | - | 2016-04-20 | 300 per case or 25 per bag | - | - | n | y | - | 2.28
F00417 | FILT16X25X1 | 16x25x1 THROWAWAY FILTR BuyX12 | wtbn | - | - | - | fcons | field consumables | opp | operations | - | par | 2025-06-26 | 2024-04-09 00:00:00 | - | 2016-05-16 | 16 x 25 x 1 Throwaway filter PLEATED Priced per Buying order multiple of 12 | - | - | n | y | a | 5.34
314912 | AMTSHE30124A140A000053 | A-COIL | don | - | - | - | acprt | parts | ac | air conditioning | cls | par | 2016-05-18 | 2016-05-18 00:00:00 | elec | 2016-05-18 |  | classic | - | n | y | - | 196.79
814715 | HE32936A155A0000AP | A COIL 3TON R410 W/TX VALVE 15 | wtbn | - | - | - | acprt | parts | ac | air conditioning | cls | par | 2025-07-02 | 2016-05-26 00:00:00 | elec | 2016-05-26 | H X 15.5W X 19.5D LEFT HAND CONNECTION, | adp | - | n | y | - | 657.37
604757 | CR35K6EPFV875 | COMPRESSOR F/GOODMAN #GK36-1A | don | - | - | - | acprt | parts | ac | air conditioning | cmp | par | 2017-07-06 | 2017-07-06 00:00:00 | elec | 2016-05-27 |  | goodman | - | n | y | - | 734.25
409028 | 1F95C-1291EC | IAQ TSTAT BLUE PROG W/HUMIDITY | don | - | - | - | acprt | parts | ac | air conditioning | ths | par | 2016-06-02 | 2016-05-31 00:00:00 | elec | 2016-05-31 | REPLACES 1F95-1291DE | keeprite | - | n | y | - | 156.18
083185 | 36-35R3744 | CAPACITOR 35MFD ROUND | don | - | - | - | acprt | parts | ac | air conditioning | cpr | par | 2018-06-01 | 2016-06-01 00:00:00 | elec | 2016-06-01 | REPLACES CPT00235 | rotom | - | n | y | - | 12.43
919965 | 0201R00230 | CONDENSOR COIL | don | - | - | - | acprt | parts | ac | air conditioning | cls | par | 2016-06-02 | 2016-06-02 00:00:00 | elec | 2016-06-02 |  | condensor coil | - | n | y | - | 290.41
574725 | 0201R00251 | CONDENSOR COIL | don | - | - | - | acprt | parts | ac | air conditioning | cls | par | 2016-06-03 | 2016-06-03 00:00:00 | elec | 2016-06-03 |  | - | - | n | y | - | 290.41
F00432 | 114X12BMCOUP | 114X12BMCOUP | desc | - | - | - | fcons | field consumables | opp | operations | - | inv | 2019-04-23 | 2016-10-17 00:00:00 | - | 2016-06-04 |  | - | - | n | y | - | 2.95
F00443 | 1IPBALLV | GAS VALVES INDOOR 1" | desc | - | - | - | fcons | field consumables | opp | operations | - | inv | 2021-12-16 | 2016-10-17 00:00:00 | - | 2016-06-05 |  | neo valves | - | n | y | - | 14.3
F00455 | 112ABSTY | ABS 1-1/2" TY | desc | - | - | - | fcons | field consumables | opp | operations | - | inv | 2024-03-27 | 2016-06-05 00:00:00 | - | 2016-06-05 |  | bow | - | n | y | - | 1.35
056539 | 36-20-15-3744 | COMPRESSER CAPACITOR | don | - | - | - | acprt | parts | ac | air conditioning | cpr | par | 2016-06-14 | 2016-06-14 00:00:00 | elec | 2016-06-14 |  | keeprite | - | n | y | - | 8.57
909183 | 0121R00270PDG | 26" TOP PANEL F/GOODMAN | don | - | - | - | acprt | parts | ac | air conditioning | mis | par | 2016-06-24 | 2016-06-24 00:00:00 | - | 2016-06-24 | #GSX130241 | goodman | - | n | y | - | 17.91
367874 | ZR32K5E-PFV-830 | COMPRESSOR FOR #24ABR336A310 | don | - | - | - | acprt | parts | ac | air conditioning | cmp | par | 2016-06-30 | 2016-06-30 00:00:00 | elec | 2016-06-30 |  | carrier | - | n | y | - | 812.57
700936 | 37327820202 | CONDESOR COIL YORK | york | - | - | - | acprt | parts | ac | air conditioning | cls | par | 2016-07-13 | 2016-07-13 00:00:00 | elec | 2016-07-13 |  | york | - | n | y | - | 1144.99
496845 | ENA4X24L14A1 | A COIL F/N4A324AKC100 | don | - | - | - | acprt | parts | ac | air conditioning | cls | par | 2016-07-18 | 2016-07-18 00:00:00 | elec | 2016-07-18 |  | tempstar //keeprite | - | n | y | - | 321.93
483698 | 0131M00060SP | CONDENSOR MTR/AMANA GSX160181 | wtbn | - | - | - | acprt | parts | ac | air conditioning | mor | par | 2023-07-13 | 2016-07-22 00:00:00 | elec | 2016-07-22 | REPLACES 0131M00060S 0131M00266S | amana/goodman | - | n | y | b | 190.96
882934 | CHPVPC-100 | 4"X 6'7" LINESET COVER IVORY | miai | - | - | - | acprt | parts | ac | air conditioning | - | inv | 2021-07-12 | 2021-07-12 00:00:00 | - | 2016-07-22 | Mits-4"X 6'7" Lineset Cover Ivory White | mits | ductless | n | y | - | 16
789425 | 36-30R3744 | CAPACITOR,30 MFD,370/440 VOLT | don | - | - | - | acprt | parts | ac | air conditioning | cpr | par | 2016-07-25 | 2016-07-25 00:00:00 | elec | 2016-07-25 | ROUND, | alltemp | - | n | y | - | 12.4
F00496 | 500MLCPVCFGVCEMENT | CEMENT CPVC 473ML 196046 (12) | desc | 368262 | - | - | fcons | field consumables | opp | operations | - | inv | 2024-03-25 | 2016-07-28 00:00:00 | - | 2016-07-28 |  | ipex | - | n | y | - | 16.75
676910 | 0121F00291DG | UPPER COMPARTMENT DOOR | don | - | - | - | hfprt | parts | furn | furnace | mis | par | 2016-07-29 | 2016-07-29 00:00:00 | elec | 2016-07-29 |  | t&m | - | n | y | - | 21.57
771163 | ZR54K5PFV830 | COMPRESSOR,5 TON,R22,208/230/1 | don | - | - | - | acprt | parts | ac | air conditioning | cmp | par | 2016-07-29 | 2016-07-29 00:00:00 | elec | 2016-07-29 | /60,F/ICP N2A360AKB200, | icp/keeprite | - | n | y | - | 813.28
817173 | 0121F00288DG | LOWER BLOWER DOOR | don | - | - | - | hfprt | parts | furn | furnace | mis | par | 2016-07-29 | 2016-07-29 00:00:00 | elec | 2016-07-29 |  | t&m | - | n | y | - | 21.27
961797 | ZR54K5EPFV830 | COMPRESSOR,5 TON,R22,208/230 | wtbn | - | - | - | acprt | parts | ac | air conditioning | cmp | par | 2016-08-02 | 2016-07-29 00:00:00 | elec | 2016-07-29 | VOLT,F/ICP N2A360AKB200, | icp/keeprite | - | n | y | - | 813.28
268397 | 0131M00018PSP | FAN MOTOR F/GSX130421 | wtbn | - | - | - | acprt | parts | ac | air conditioning | mor | par | 2024-06-06 | 2016-08-03 00:00:00 | elec | 2016-08-03 |  | amana | - | n | y | b | 247.36
001513 | CNPVU2417ALAAAAA | 2 TON W COIL F/24ABB324A003 | car | - | - | - | acprt | parts | ac | air conditioning | cls | par | 2016-08-06 | 2016-08-06 00:00:00 | elec | 2016-08-06 |  | carrier | - | n | y | - | 186
695951 | 0121R00008PDGS | TOP PANEL F/GSC130241AE | wtbn | - | - | - | acprt | parts | ac | air conditioning | mis | par | 2016-08-08 | 2016-08-08 00:00:00 | elec | 2016-08-08 |  | amana | - | n | y | - | 50.17
F00507 | 12X34CXFADP | ADAPTER SWEAT 1/2" x 3/4" FIP | don | f00413 | dns | 2016-08-10 00:00:00 | fcons | field consumables | opp | operations | - | inv | 2016-08-10 | 2016-08-10 00:00:00 | - | 2016-08-10 |  | - | - | n | y | - | 1.43
066197 | 015R00002P | PLUG,COMPRESSOR F/GOODMAN | don | - | - | - | acprt | parts | ac | air conditioning | mis | par | 2016-08-11 | 2016-08-11 00:00:00 | - | 2016-08-11 | #Ck36-1a | goodman | - | n | y | - | 6.64
603705 | COTO59630- | FORM-A-GASKET 26 BR#59630/80ML | don | f00514 | dns | 2016-08-15 00:00:00 | fcons | field consumables | opp | operations | - | inv | 2016-08-15 | 2016-08-15 00:00:00 | - | 2016-08-15 |  | - | - | n | y | - | 9.4
F00514 | COTO59630 | FORM-A-GASKET 26 BR#59630/80ML | wtbn | - | - | - | fcons | field consumables | opp | operations | - | inv | 2016-08-15 | 2016-08-15 00:00:00 | - | 2016-08-15 |  | - | - | n | y | - | 20.17
F00517 | 12CXMADP | ADAPTER SWT 1/2" X 1/2"MP(25) | desc | - | - | - | fcons | field consumables | opp | operations | - | inv | 2023-10-12 | 2016-10-17 00:00:00 | - | 2016-08-15 |  | - | - | n | y | - | 1.95
061655 | CR24K6EPFV875 | COMPRESSOR,F/CARRIER 38YZA,TYA | wtbn | - | - | - | acprt | parts | ac | air conditioning | cmp | par | 2016-08-17 | 2016-08-17 00:00:00 | elec | 2016-08-17 |  | carrier | - | n | y | - | 776.14
263064 | 50N382XV-ZAKMS | COMPRESSOR/AMAN GSX130181EC | wtbn | - | - | - | acprt | parts | ac | air conditioning | cmp | par | 2024-01-17 | 2016-08-23 00:00:00 | elec | 2016-08-23 |  | goodman/amana | - | n | y | b | 462.53
238506 | 0159R0000P | WIRING HARNESS - COPELAND | don | - | - | - | acprt | parts | ac | air conditioning | mis | par | 2016-09-02 | 2016-09-02 00:00:00 | elec | 2016-09-02 |  | copeland | - | n | y | - | 6.31
969956 | 0121R00011PDGS | CONDENSER TOP PANEL/ASX160241 | good | - | - | - | acprt | parts | ac | air conditioning | mis | par | 2016-09-13 | 2016-09-13 00:00:00 | elec | 2016-09-13 | CONDENSER TOP PANEL | goodman/amana | - | n | y | - | 54.6
575803 | 202400400617 | MOTOR,FAN FOR COMFORTAIRE | don | - | - | - | acprt | parts | ac | air conditioning | mor | par | 2016-09-16 | 2016-09-16 00:00:00 | elec | 2016-09-16 | #SMA18SA-1 | comfortaire | - | n | y | - | 25.99
593029 | 40003916-013 | HONEYWELL ZONE VALVE 3/4" | wtbn | - | - | - | whprt | parts | wh | water heater | mis | par | 2016-09-21 | 2016-09-21 00:00:00 | gas | 2016-09-21 |  | honeywell zone valve 3/4 " | - | n | y | b | 137.02
F00563 | GASTXR3FTG824 | 1/2 CSST GASTITE X MIP ADAPTE4 | desc | - | - | - | fcons | field consumables | opp | operations | - | inv | 2022-04-28 | 2016-10-20 00:00:00 | - | 2016-10-20 | PRICE EACH. 12 PER BOX | gastite | - | n | y | - | 20.75
F00583 | 3CPVCFGVCOUP | CPVCFGV 3" COUP HXH636 197139 | wtbn | - | - | - | fcons | field consumables | opp | operations | - | inv | 2022-04-07 | 2016-10-25 00:00:00 | - | 2016-10-25 | price each 10/box | - | - | n | y | - | 9.97
874894 | 20240040067 | BLWER MTR F/SMA18SA-1 | don | - | - | - | acprt | parts | ac | air conditioning | mor | par | 2016-10-28 | 2016-10-28 00:00:00 | elec | 2016-10-28 |  | comfort-aire | - | n | y | - | 85.32
311781 | 224-445147-04 | ANODE-BRADFOR WHITE | don | - | - | - | whprt | parts | wh | water heater | mis | par | 2016-11-07 | 2016-11-07 00:00:00 | gas | 2016-11-07 | M1-TW50S8FBN-1-NOTE THIS IS A SUB PART # FOR PART# 224-32999-22 | bradford white | - | n | y | - | 48.64
322046 | 0161F00065S | COLLECTOR BOX/FRONT COVER | wtbn | - | - | - | hfprt | parts | furn | furnace | mis | par | 2024-09-06 | 2016-11-09 00:00:00 | gas | 2016-11-09 | GMEC961004CN | goodman/amana | - | n | y | b | 48.52
563399 | THP9045A1023/ | Wire saver / 24v / Honeywell | don | - | - | - | hfprt | parts | furn | furnace | mis | par | 2020-02-25 | 2016-11-09 00:00:00 | gas | 2016-11-09 |  | - | - | n | y | - | 25.64
513077 | 02924485000 | KNOBS,DOOR F/YORK # | wtbn | - | - | - | chfpr | parts | cfurn | furnaces | mis | par | 2023-02-18 | 2016-11-10 00:00:00 | elec | 2016-11-10 | Tg9s080c16mp11a (EA.) | york | - | n | y | - | 38.2
729103 | 0292448500 | FURNACE DDOR KNOBS F/MANY YORK | york | - | - | - | hfprt | parts | furn | furnace | mis | par | 2016-11-10 | 2016-11-10 00:00:00 | gas | 2016-11-10 | UNITS,(1 PER PKG)USUALLY 2 ARE NEEDED | york | - | n | y | - | 15.7
933708 | 68-104346-01 | TRAP RHEEM R92pa0601317msa | wtbn | - | - | - | hfprt | parts | furn | furnace | mis | par | 2024-06-06 | 2016-11-11 00:00:00 | gas | 2016-11-11 |  | trap | - | n | y | b | 15.61
F00600 | 12GEARCLAMP | 1/2" Gear Clamp (10/PK) | desc | - | - | - | fcons | field consumables | opp | operations | - | inv | 2023-10-12 | 2016-11-15 00:00:00 | - | 2016-11-15 |  | - | - | n | y | - | 1.65
156878 | 0154F000001P | VENTOR GASKET F/GMS90703BXA | don | - | - | - | hfprt | parts | furn | furnace | gat | par | 2016-11-21 | 2016-11-21 00:00:00 | gas | 2016-11-21 |  | amana | - | n | y | - | 3.49
922397 | 0130F00434 | SWITCH, PRESSURE DUAL -.67/-1. | wtbn | - | - | - | hfprt | parts | furn | furnace | swp | par | 2018-05-29 | 2016-11-23 00:00:00 | gas | 2016-11-23 | 15"W.C. REPLACES 0130F00472 | goodman | - | n | y | b | 43.73
596135 | 33-500-658 | MODULE F/WEIL MCLAIN | don | - | - | - | blprt | parts | bl | boiler | com | par | 2016-12-08 | 2016-12-08 00:00:00 | elec | 2016-12-08 | #ULTRA 105 / SER 3 | weil mclain | - | n | y | - | 268.38
426856 | 42-106209-01 | PRESSURE SWITCH--RHEEM | wtbn | - | - | - | hfprt | parts | furn | furnace | mis | par | 2016-12-09 | 2016-12-09 00:00:00 | gas | 2016-12-09 | RGPR-07EAM | rheem | - | n | y | - | 61.86
242794 | 87377034270 | PRESSURE RELEIF VALVE | wtbn | - | - | - | blprt | parts | bl | boiler | mis | par | 2025-04-16 | 2025-04-16 00:00:00 | gas | 2017-01-04 | REPLACES 87182261800 - | greenstar | - | n | y | c | 294.16
F00641 | DONPPRED06P26 | 6-5 REDUCER PLAIN 26GA | wtbn | - | - | - | fcons | field consumables | opp | operations | - | inv | 2019-04-05 | 2017-03-21 00:00:00 | - | 2017-03-21 |  | - | - | n | y | - | 6.86
F00665 | 12SMSCREW10 | SMS "A" ZINC #10X1/2 100PK | desc | - | - | - | fcons | field consumables | opp | operations | - | inv | 2019-04-23 | 2017-03-28 00:00:00 | - | 2017-03-28 |  | fasteners & fittings | - | n | y | - | 5.95
F00666 | 2SMSCREW10 | SMS "A" ZINC #10X2 100PK | desc | - | - | - | fcons | field consumables | opp | operations | - | inv | 2019-04-23 | 2017-03-28 00:00:00 | - | 2017-03-28 |  | - | - | n | y | - | 8.25
402800 | 0130M00141 | INDUCTOR COIL REPLACES B114166 | wtbn | - | - | - | hfprt | parts | furn | furnace | mis | par | 2017-04-11 | 2017-04-11 00:00:00 | gas | 2017-04-11 | 6 | amana | - | n | y | - | 62.42
996443 | 029924485000 | DOOR HANDLE YORK Tg9s080bmp11a | don | - | - | - | hfprt | parts | furn | furnace | mis | par | 2017-04-12 | 2017-04-12 00:00:00 | gas | 2017-04-12 |  | door handle for york | - | n | y | - | 36.91
379068 | SYSTXCCUITN01-A | IAQ-TSTAT INFINITY CONTROLLER | car | - | - | - | chfpr | parts | cfurn | furnaces | ths | par | 2017-04-25 | 2017-04-25 00:00:00 | elec | 2017-04-25 | REPLACES PT# SYSTXCCUID01-A | carrier | - | n | y | - | 398
898085 | 201R00251S | CONDENSER COIL AMANNA | don | - | - | - | acprt | parts | ac | air conditioning | mis | par | 2017-05-23 | 2017-05-23 00:00:00 | elec | 2017-05-23 | MODEL-SSX140241 SN-1306128468 | amana | - | n | y | - | 348.04
984759 | 326340970000 | FAN BLADE | don | - | - | - | acprt | parts | ac | air conditioning | mis | par | 2017-06-08 | 2017-06-08 00:00:00 | elec | 2017-06-08 |  | - | - | n | y | - | 119.18
517727 | CA48A34-195R | 4 TONNE A-COIL GOODMAN | don | - | - | - | acprt | parts | ac | air conditioning | mis | par | 2017-06-12 | 2017-06-12 00:00:00 | elec | 2017-06-12 |  | goodman | - | n | y | - | 336.74
896587 | 0131F00035S | BLOWER MOTOR,1/2 HP,115 VOLT,D | don | - | - | - | hfprt | parts | furn | furnace | mor | par | 2017-07-06 | 2017-07-06 00:00:00 | elec | 2017-07-06 | .D.,F/AMANA GMEC960803BNAB | amana/goodman | - | n | y | - | 137.86
204548 | 0131M00017PSP | MOTOR,CONDENSOR FAN,1/6 H.P., | wtbn | - | - | - | acprt | parts | ac | air conditioning | mor | par | 2025-12-28 | 2017-07-11 00:00:00 | elec | 2017-07-11 | 208/230V 1075RPM, SINGLE SPEED, | amana/goodman | - | n | y | b | 299.46
631222 | ZP20K5EPV830 | COMPRESSOR | wtbn | - | - | - | acprt | parts | ac | air conditioning | - | par | 2023-07-05 | 2017-07-27 00:00:00 | elec | 2017-07-27 |  | compressor | - | n | y | - | 1131.91
024703 | ZPS31K5E-PFV-830 | COMPRESSOR | don | - | - | - | acprt | parts | ac | air conditioning | mis | par | 2017-08-04 | 2017-08-04 00:00:00 | elec | 2017-08-04 |  | compressor | - | n | y | - | 1148.41
179032 | 37316530-001 | CONDENSOR COIL | don | - | - | - | acprt | parts | ac | air conditioning | mis | par | 2017-08-05 | 2017-08-05 00:00:00 | elec | 2017-08-05 |  | condensor coil | - | n | y | - | 1017
716828 | 373-16530-001 | CONDENSOR COIL | don | - | - | - | acprt | parts | ac | air conditioning | mis | par | 2017-08-05 | 2017-08-05 00:00:00 | elec | 2017-08-05 |  | condensor coil | - | n | y | - | 1017
467752 | RS43271-001 | CAPILLARY TUBE ASSEMBLY | don | - | - | - | acprt | parts | ac | air conditioning | mis | par | 2017-08-09 | 2017-08-09 00:00:00 | elec | 2017-08-09 |  | magicpak | - | n | y | - | 159.62
254052 | 0131M0060SP | GOODMAN/AMANA CONDENSOR MOTOR | don | - | - | - | acprt | parts | ac | air conditioning | mis | par | 2017-08-10 | 2017-08-10 00:00:00 | elec | 2017-08-10 | MODEL-Asx160241fa THIS PART # SUB FROM PART# 0131M00016PS | goodman/amana | - | n | y | - | 90.66
425083 | 36-80R3744 | CAPACITOR, RUN 80MFD 370/440V | don | - | - | - | acprt | parts | ac | air conditioning | cpr | par | 2017-08-14 | 2017-08-14 00:00:00 | elec | 2017-08-14 | ROUND | alltemp | - | n | y | - | 17.98
702105 | AP050600440RTP | 60/5/440 DU Capacitor | don | - | - | - | acprt | parts | ac | air conditioning | mis | par | 2017-08-24 | 2017-08-24 00:00:00 | elec | 2017-08-24 |  | goodman | - | n | y | - | 18.9
887954 | NEWGV1/2PL | 1/2" GALVANIZED PLUG | desc | - | - | - | fcons | field consumables | opp | operations | - | inv | 2019-04-16 | 2017-09-14 00:00:00 | - | 2017-09-14 |  | - | - | n | y | - | 1.35
309877 | NEWGV11/2PL | 11/2" GALVANIZED PLUG | desc | - | - | - | fcons | field consumables | opp | operations | - | inv | 2019-04-16 | 2017-09-15 00:00:00 | - | 2017-09-15 |  | - | - | n | y | - | 2.7
827896 | 0131M00015PSP | ASX140421 HP SPEED FAN MOTOR | don | - | - | - | acprt | parts | ac | air conditioning | mis | par | 2017-09-21 | 2017-09-21 00:00:00 | elec | 2017-09-21 |  | hp 2spd fan motor | - | n | y | - | 245.21
987726 | 007-F5-7IFC | Circulator Pump Taco | don | - | - | - | fpprt | parts | fp | fireplaces | mis | par | 2017-10-05 | 2017-10-05 00:00:00 | gas | 2017-10-05 |  | taco | - | n | y | - | 91.36
288627 | 36-55-370440 | Cap 55 mfd 370/440. Oval | don | - | - | - | acprt | parts | ac | air conditioning | mis | par | 2017-10-06 | 2017-10-06 00:00:00 | elec | 2017-10-06 |  | capacitor 55mfd 370/440 oval | - | n | y | - | 10.53
116709 | 87072073680 | CONTROL BOARD F/BOSCH TANKLESS | don | - | - | - | whprt | parts | wh | water heater | com | par | 2017-10-16 | 2017-10-16 00:00:00 | gas | 2017-10-16 | (OLD #8707207257)MODEL#GWH715CTDR, | bosch tankless w/h | - | n | y | - | 330.86
255327 | 0121F00467 | BRACKET TOP | don | - | - | - | hfprt | parts | furn | furnace | mis | par | 2017-10-18 | 2017-10-18 00:00:00 | gas | 2017-10-18 |  | top bracket for burner | - | n | y | - | 1.75
874183 | 0121F00454 | BRACKET FOR BURNER QTY 2 REQ | don | - | - | - | hfprt | parts | furn | furnace | mis | par | 2017-10-18 | 2017-10-18 00:00:00 | gas | 2017-10-18 |  | burner bracket required qty 2 | - | n | y | - | 2.01
162665 | 0257F00221S | HEAT EXCHANGER ASSEMBLY | don | - | - | - | hfprt | parts | furn | furnace | mis | par | 2017-10-23 | 2017-10-23 00:00:00 | gas | 2017-10-23 | GOODMAN/AMANNA MODEL-AMVM960603BX | goodman | - | n | y | - | 157.07
800793 | 0164M00007 | PRESSURE SWITCH HOSE F/AMANA | ama | - | - | - | hfprt | parts | furn | furnace | mis | par | 2017-10-25 | 2017-10-25 00:00:00 | elec | 2017-10-25 | AMVC950704CX, | amana | - | n | y | - | 3
114562 | 0130F00435 | SWITCH, NLA USE 0130F00435S, | wtbn | 544574 | - | - | hfprt | parts | furn | furnace | swp | par | 2025-12-30 | 2018-07-31 00:00:00 | gas | 2017-11-01 | SWITCH PRESSURE DUAL -.92/-1.4 7 REPLACES 0130F00473 | amana gmvc960603bn | - | n | y | a | 43.73
103293 | IAQ ENHAN BNDLE | IAQ ENHANCED BUNDLE - 15%OFF | enhs | - | - | - | hfprt | parts | furn | furnace | - | lab | 2015-03-13 | 2015-03-13 00:00:00 | - | 2009-11-19 | IAQ - Indoor Air Quality Enchanced Bundle - 15% Discount | enhs | iaq | n | n | - | 0
302031 | 633-900-130 | THERMOSTAT REPAIR KIT REPLACES | wtbn | - | - | - | blprt | parts | bl | boiler | mis | par | 2021-07-22 | 2021-07-22 00:00:00 | gas | 2017-11-27 | 633-500-020 | control for storage tank | - | n | y | - | 220.49
545199 | IAQ ESSN BNDLE | IAQ ESSENTIAL BUNDLE - 10%OFF | enhs | - | - | - | hfprt | parts | furn | furnace | - | lab | 2015-03-13 | 2015-03-13 00:00:00 | - | 2009-11-19 | IAQ - Indoor Air Quality Essential Bundle - 10% Discount | enhs | iaq | n | n | - | 0
117622 | 007-F5-IFC | PUMP, CIRC 1/25HP CAST IRON W/ | wtbn | - | - | - | blprt | parts | bl | boiler | mor | par | 2017-12-11 | 2017-12-11 00:00:00 | elec | 2017-12-11 | INTEGRAL FLOW CHECK REPLACES 007-F5 | taco | - | n | y | - | 90.6
658575 | AC-4550-130 | VEA VENTOR MOTOR | wtbn | - | - | - | hfprt | parts | furn | furnace | mis | par | 2017-12-15 | 2017-12-15 00:00:00 | gas | 2017-12-15 |  | ventor motor vea | - | n | y | - | 576.75
437810 | 0161F00053S | COLLECTOR BOX W/ GASKET | wtbn | - | - | - | hfprt | parts | furn | furnace | mis | par | 2024-09-06 | 2022-01-06 00:00:00 | gas | 2017-12-16 |  | amana/goodman | - | n | y | b | 44.4
013083 | TP-CAP-25/440 | CAPACITOR/ CARRIER - 59SC5A080 | wols | - | - | - | hfprt | parts | furn | furnace | mis | par | 2017-12-27 | 2017-12-27 00:00:00 | gas | 2017-12-27 | S17-16 | - | - | n | y | - | 10.1
746800 | TP-CAP-5/440 | CAPACITOR | wtbn | - | - | - | hfprt | parts | furn | furnace | mis | par | 2018-01-05 | 2018-01-05 00:00:00 | gas | 2018-01-05 |  | capacitor | - | n | y | - | 350
302001 | 42-4194-82 | PRESSURE SWITCH .03 | wtbn | - | - | - | hfprt | parts | furn | furnace | mis | par | 2018-02-06 | 2018-02-06 00:00:00 | gas | 2018-02-06 |  | pressure switch .30 single sta | - | n | y | - | 33.91
F00761 | FASF603Z.037 | 3/8 PLATED FLAT STEEL WASHER | wtbn | - | - | - | fcons | field consumables | opp | operations | - | inv | 2025-08-22 | 2021-05-30 00:00:00 | - | 2018-02-06 | 3/8 PLATED FLAT STEEL WASHER (75/LB) 100/box ORDER BY PER BOX HODC SKU 1001632385 BUT 1" TOO BIG | - | - | n | y | - | 4.71
598460 | PNBD-000001 | NAVIEN COMFORTAIRE+ KIT | wtbn | - | - | - | whprt | parts | wh | water heater | mis | par | 2024-02-22 | 2018-03-01 00:00:00 | gas | 2018-03-01 |  | navien | - | n | y | b | 176.27
784345 | 62-24141-05 | SPARK RAD | wtbn | - | - | - | hfprt | parts | furn | furnace | mis | par | 2023-02-18 | 2018-03-12 00:00:00 | gas | 2018-03-12 |  | rheem | - | n | y | - | 19.6
704652 | 17034MF-013 | ARMSTRONG CIRC. PUMP | wols | - | - | - | blprt | parts | bl | boiler | mis | par | 2018-03-15 | 2018-03-14 00:00:00 | gas | 2018-03-14 | REPLACES 174034-013 | - | - | n | y | - | 599.69
544835 | 33-700-165 | MAINTAINCE KIT | wftn | - | - | - | blprt | parts | bl | boiler | mis | par | 2018-04-09 | 2018-04-09 00:00:00 | gas | 2018-04-09 |  | - | - | n | y | - | 262.5
097448 | SBRHD | SOUND BLANKET F/GSX130181-301 | ama | - | - | - | acprt | parts | ac | air conditioning | - | par | 2021-10-07 | 2018-08-21 00:00:00 | - | 2018-04-11 | Amana: Compressor Sound Blanket for GSX130181; GSX130241; GSX130301 | amana | amana ac | n | y | - | 60
192045 | UPS1555SFC | CIRC PUMP,GRUNDFOS SS 3SPD | desc | - | - | - | blprt | parts | bl | boiler | - | par | 2019-04-15 | 2018-10-05 00:00:00 | - | 2018-04-16 | Grundfos Circulating pump; 3 speed stainless steel for potable water | - | - | n | y | - | 375
F00770 | FASF603.037 | 3/8 PLATE STEEL WASHER 50PACK | desc | - | - | - | fcons | field consumables | opp | operations | - | inv | 2023-10-12 | 2018-04-19 00:00:00 | - | 2018-04-19 | 3/8 B.S. PLAIN STEEL WASHER 50 PACK | - | - | n | y | - | 0.02
584174 | 104000239-K | GAS VALVE-RINNAI-RL75IN | wtbn | - | - | - | whprt | parts | wh | water heater | mis | par | 2018-04-20 | 2018-04-20 00:00:00 | gas | 2018-04-20 | REPLACES PART#106000085 | rinnai | - | n | y | - | 48.68
136359 | W3657-0016-SER | H.S.I./NAPOLEON/NUV060T3A | wtbn | - | - | - | hfprt | parts | furn | furnace | hsi | par | 2018-04-25 | 2018-04-25 00:00:00 | gas | 2018-04-25 |  | napoleon | - | n | y | - | 50.4
407946 | RTG20212BD | IGNITOR F/DCRTGH95DVLN | wtbn | - | - | - | whprt | parts | wh | water heater | mis | par | 2025-07-18 | 2018-05-06 00:00:00 | gas | 2018-05-06 |  | rheem | - | n | y | a | 29.85
093715 | 007-F5-8IFC | CAST IRON CIRC&FLO CHK-1/25HP | wtbn | - | - | - | blprt | parts | bl | boiler | mor | par | 2018-05-16 | 2018-05-16 00:00:00 | gas | 2018-05-16 |  | taco | - | n | y | - | 90.6
210004 | ES15093D2420CT | 15% SIL SOLDER PACKAGE | wtbn | - | - | - | acprt | parts | ac | air conditioning | mis | par | 2018-05-30 | 2018-05-30 00:00:00 | elec | 2018-05-30 |  | 15% sil solder pkg | - | n | y | - | 143.95
824568 | 106-1241 | FLU SENSOR (BLUE) REPLACES | wtbn | - | - | - | whprt | parts | wh | water heater | mis | par | 2025-04-11 | 2020-05-19 00:00:00 | gas | 2018-06-07 | EK106-1241 | eco king | - | n | y | a | 101.11
691237 | 0161F00037 | INTAKE FITTING AMANA/GOODMAN | wtbn | - | - | - | hfprt | parts | furn | furnace | mis | par | 2018-06-12 | 2018-06-12 00:00:00 | gas | 2018-06-12 |  | goodman | - | n | y | - | 1.79
088220 | VSHP-RISER-SR-L10-100-NIS | RISER S/R L 1 COP10 NO INS | htse | - | - | - | cacpr | parts | cac | air conditioners | - | inv | 2019-12-02 | 2018-06-15 00:00:00 | elec | 2018-06-15 | Riser-Supply/Return,Type L, 1" Nom Copper 10Ft - No Insulation | omega | - | y | y | - | 99.39
184787 | VSHP-RISER-SR-L10-200-NIS | RISER S/R L 2 COP10 NO INS | htse | - | - | - | cacpr | parts | cac | air conditioners | - | inv | 2019-12-02 | 2018-06-15 00:00:00 | elec | 2018-06-15 | Riser-Supply/Return,Type L, 2" Nom Copper, 10Ft - No Insulation | omega | - | y | y | - | 212.27
392290 | VSHP-RISER-SR-L10-075-NIS | RISER S/R L 3/4 COP10 NO INS | htse | - | - | - | cacpr | parts | cac | air conditioners | - | inv | 2018-06-18 | 2018-06-15 00:00:00 | elec | 2018-06-15 | Riser-Supply/Return,Type L, 3/4" Nom Copper 10Ft - No Insulation | omega | - | y | y | - | 96.71
519792 | VSHP-FAN-060+R | VSHP FAN CABINET 060 PKG | htse | - | - | - | cacpr | parts | cac | air conditioners | - | inv | 2023-05-18 | 2023-05-18 00:00:00 | elec | 2018-06-15 | VSHP - Fan Cabinet Basic Package - 060 | omega | - | y | y | - | 3555.82
676275 | VSHP-RISER-SR-L10-150-NIS | RISER S/R L 112 COP10 NO INS | htse | - | - | - | cacpr | parts | cac | air conditioners | - | inv | 2019-12-02 | 2018-06-15 00:00:00 | elec | 2018-06-15 | Riser-Supply/Return,Type L, 1 1/2" Nom Copper, 10Ft - No Insulation | omega | - | y | y | - | 149.4
996099 | VSHP-RISER-SR-L10-125-NIS | RISER S/R L 114 COP10 NO INS | htse | - | - | - | cacpr | parts | cac | air conditioners | - | inv | 2019-12-02 | 2018-06-15 00:00:00 | elec | 2018-06-15 | Riser-Supply/Return,Type L, 1 1/4" Nom Copper, 10Ft - No Insulation | omega | - | y | y | - | 122.99
621590 | 36-50-370440 | CAPACITOR 50 MFD F/MANY APPLIC | wtbn | - | - | - | acprt | parts | ac | air conditioning | cpr | par | 2018-06-16 | 2018-06-16 00:00:00 | elec | 2018-06-16 | ATIONS, | alltemp | - | n | y | - | 18.09
683697 | 32436073553 | MTR,BLW,PRGRM,1/2 HP,EON ECM | wtbn | - | - | - | acprt | parts | ac | air conditioning | mis | par | 2024-06-06 | 2020-05-12 00:00:00 | elec | 2018-07-16 |  | york | - | n | y | b | 2287.24
705087 | CR14K6EPFV875 | COMPRESSOR, F/GSC130181AE REPL | wtbn | - | - | - | acprt | parts | ac | air conditioning | cmp | par | 2018-07-17 | 2018-07-17 00:00:00 | elec | 2018-07-17 | ACES CR14K6PFV875 | goodman | - | n | y | - | 704.93
F00883 | ES15093D2420CT- | SILFOSS 15% SOLDER 20ST | indm | - | - | - | fcons | field consumables | opp | operations | - | inv | 2025-09-05 | 2021-05-31 00:00:00 | - | 2018-07-20 | 20 per PACK PRICE PER STICK | - | - | n | y | - | 179.65
260850 | 1179379 | Condenser Motor 1/12 HP 820 R | wtbn | - | - | - | acprt | parts | ac | air conditioning | mis | par | 2018-07-23 | 2018-07-23 00:00:00 | elec | 2018-07-23 |  | condenser motor 1/12 hp 2speed | - | n | y | - | 152.24
550499 | 87002051570 | O-RING F/BOSCH TANKLESS MODEL# | wtbn | - | - | - | whprt | parts | wh | water heater | mis | par | 2018-07-23 | 2018-07-23 00:00:00 | gas | 2018-07-23 | T9800 SE 199, | bosch w/h | - | n | y | - | 11.76
991287 | 1179379 | CONDENSER FAN MOTOR | wtbn | - | - | - | acprt | parts | ac | air conditioning | mis | par | 2018-07-23 | 2018-07-23 00:00:00 | elec | 2018-07-23 |  | icp | - | n | y | - | 152.24
418792 | 0131M00009PSP | CONDENSOR MOTOR 1/6 HP | wtbn | - | - | - | acprt | parts | ac | air conditioning | mis | par | 2023-01-02 | 2018-07-26 00:00:00 | elec | 2018-07-26 |  | condensor fan motor | - | n | y | - | 284.97
201213 | GEHE0485101A0BLD01000010000000 | 4TON 575V HEAT PUMP ST BLOWERS | trne | - | - | - | hfprt | parts | furn | furnace | - | inv | 2018-07-31 | 2018-07-31 00:00:00 | gas | 2018-07-31 | : 4 Ton 575V Heat Pump w/ standard blowers | trane | - | y | y | - | 3777
843821 | GEHE0485102A0BLD01000010000000 | 4TON 575V HEAT PUMP, HS MOTOR | trne | - | - | - | hfprt | parts | furn | furnace | - | inv | 2018-07-31 | 2018-07-31 00:00:00 | gas | 2018-07-31 | 4 Ton 575V Heat Pump, High Static motor, Stat Control, and 575v | trane | - | y | y | - | 4500
542998 | 104000239K | GAS VALVE F/RL75-I VC SERIES | wtbn | - | - | - | whprt | parts | wh | water heater | gvc | par | 2025-06-02 | 2018-08-01 00:00:00 | gas | 2018-08-01 | REPLACES 106000085 | rinnai | - | n | y | - | 102.68
399763 | 324-36074-309 | ECM PROGRAMMED BLOWER MOTOR | don | - | - | - | hfprt | parts | furn | furnace | mis | par | 2018-08-09 | 2018-08-09 00:00:00 | gas | 2018-08-09 | 1HP | york | - | n | y | - | 1494.62
793438 | 0131M00019PSP | MOTOR,CONDENSOR FAN,1/12 HP.. | wtbn | - | - | - | acprt | parts | ac | air conditioning | mor | par | 2023-02-18 | 2018-08-17 00:00:00 | elec | 2018-08-17 | 208/230V 1075RPM, SINGLE SPEED(OLD#0131M00019PS) | amana/goodman | - | n | y | b | 302.59
255020 | 0121F00389 | BRACKET FOR DOOR SWITCH | wtbn | - | - | - | hfprt | parts | furn | furnace | mis | par | 2024-09-11 | 2018-10-16 00:00:00 | gas | 2018-10-16 |  | goodman | - | n | y | - | 0.35
339626 | 0257F00289 | HEAT EX/ AMVC960803BNAA | wtbn | - | - | - | hfprt | parts | furn | furnace | mis | par | 2018-10-25 | 2018-10-25 00:00:00 | gas | 2018-10-25 |  | goodman/amana | - | n | y | - | 469.31
985664 | 233-4807703 | PILOT ASSY (HONEYWELL) W/THERE | wtbn | - | - | - | whprt | parts | wh | water heater | mis | par | 2018-10-25 | 2018-10-25 00:00:00 | gas | 2018-10-25 |  | - | - | n | y | - | 31.68
655430 | VR8205Q2795 | GAS VALVE | wtbn | - | - | - | hfprt | parts | furn | furnace | mis | par | 2018-10-26 | 2018-10-26 00:00:00 | gas | 2018-10-26 |  | - | - | n | y | - | 244.86
757556 | 104000161-K | MOTOR, VENTOR REPLACES 1040001 | wtbn | - | - | - | whprt | parts | wh | water heater | vea | par | 2018-10-30 | 2018-10-30 00:00:00 | gas | 2018-10-30 | 61 | rinnai | - | n | y | - | 56.64
793370 | 0161F00015 | COLLECTOR BOX/AMANA | wtbn | - | - | - | hfprt | parts | furn | furnace | mis | par | 2018-11-02 | 2018-11-02 00:00:00 | gas | 2018-11-02 |  | - | - | n | y | - | 31.17
350318 | 0257F00289S | HEAT EXCHANGER/AMANA GMSS96080 | wtbn | - | - | - | hfprt | parts | furn | furnace | mis | par | 2023-01-01 | 2018-11-08 00:00:00 | gas | 2018-11-08 | 3BN | $129/hr | - | n | y | b | 657.65
692150 | 233-48077-03 | PILOT ASSY W/THERMOPILE HONEYW | wtbn | - | - | - | whprt | parts | wh | water heater | pta | par | 2018-11-08 | 2018-11-08 00:00:00 | gas | 2018-11-08 | ELL | bradford white | - | n | y | - | 31.68
733354 | 104000021-K | GAS VALVE KIT F/R75LSIN INC. . | wtbn | - | - | - | whprt | parts | wh | water heater | - | par | 2018-11-16 | 2018-11-16 00:00:00 | gas | 2018-11-16 |  | - | - | n | y | - | 134.1
427277 | 36-355R-3744 | CAPACITOR, RUN 35/5MFD ROUND | wtbn | - | - | - | acprt | parts | ac | air conditioning | cpr | par | 2018-11-23 | 2018-11-23 00:00:00 | elec | 2018-11-23 | REPLACES TP-CAP-35/5/440R | carrier | - | n | y | b | 12.9
943712 | EK-OS | OUTDOOR SENSOR/EKO KING C140 | wtbn | - | - | - | blprt | parts | bl | boiler | mis | par | 2018-11-29 | 2018-11-29 00:00:00 | gas | 2018-11-29 |  | eko king | - | n | y | - | 88.5
974122 | EK OS | ECOKING OUTDOOR SENSOR | wtbn | - | - | - | hfprt | parts | furn | furnace | mis | par | 2018-11-29 | 2018-11-29 00:00:00 | gas | 2018-11-29 |  | $129/hr | - | n | y | - | 88.5
287674 | 335M2030CANQ | PRESSURE RELIEF VALVE 3/4" | wtbn | - | - | - | blprt | parts | bl | boiler | mis | par | 2025-08-21 | 2024-05-01 00:00:00 | gas | 2018-11-30 | REPLACES 342675 AND 335-M2 AND WAT335M2030CANQ | pressure relief valve 3/4" | - | n | y | a | 24.44
080948 | 511-624-3030 | PRESSURE SWITCH | wtbn | - | - | - | blprt | parts | bl | boiler | mis | par | 2018-12-17 | 2018-12-17 00:00:00 | gas | 2018-12-17 |  | weil mclain | - | n | y | - | 78.69
293536 | SV9541Q2561U | GAS VALVE | wtbn | - | - | - | hfprt | parts | furn | furnace | mis | par | 2018-12-20 | 2018-12-20 00:00:00 | gas | 2018-12-20 |  | - | - | n | y | - | 598.27
988901 | 021F00291DGS | UPPER DOOR/GMVC960603BN | wtbn | - | - | - | hfprt | parts | furn | furnace | mis | par | 2019-01-15 | 2019-01-15 00:00:00 | gas | 2019-01-15 |  | - | - | n | y | - | 55.98
567355 | 62-104061-05 | INTERGRATED FURNACE CONTROL | wtbn | - | - | - | hfprt | parts | furn | furnace | com | par | 2019-01-22 | 2019-01-22 00:00:00 | gas | 2019-01-22 | BOARD, REPLACES 62-104061-04 | rheem | - | n | y | b | 445.18
112704 | MIVK-T-LW | ISOLATION VALVE KIT | wtbn | - | - | - | whprt | parts | wh | water heater | mis | par | 2025-12-08 | 2019-01-25 00:00:00 | gas | 2019-01-25 |  | rinnai | - | n | y | b | 141.17
827119 | 104000161K | VENTOR ASSEMBLY F/RINNAI | wtbn | - | - | - | whprt | parts | wh | water heater | vea | par | 2023-02-20 | 2019-01-28 00:00:00 | gas | 2019-01-28 | R75LSI REU-VB SERIES REPLACES 108000051 AND 104000161 | rinnai | - | n | y | b | 111.86
188410 | Z46FK | FP - FAN KIT W/VAR SPD TEMP | nate | - | - | - | fpacc | accessories | fp | fireplaces | - | inv | 2019-01-31 | 2019-01-30 00:00:00 | - | 2019-01-30 | Kingsman - Fan kit with variable speed wall mount temp sensing | kingsman | fireplace | n | y | - | 154.68
126092 | 174034MF-013 | COMPLETE WATER PUMP/OLSEN | wtbn | - | - | - | blprt | parts | bl | boiler | mis | par | 2019-02-01 | 2019-02-01 00:00:00 | gas | 2019-02-01 |  | olsen | - | n | y | - | 599.69
877990 | 104000029K | WATER FLOW FERVO & SENSOR KIT | wtbn | - | - | - | whprt | parts | wh | water heater | mis | par | 2023-11-28 | 2019-02-14 00:00:00 | gas | 2019-02-14 | F/RINNAI WALL FURNACE MOD#R75LSIN REPLACES M8E65 REPLACES 107000015 | rinnai | - | n | y | - | 111.7
717517 | W357-0016-SER | HSI/NAPOLEON REPLACES | wtbn | - | - | - | hfprt | parts | furn | furnace | mis | par | 2023-11-10 | 2023-11-10 00:00:00 | gas | 2019-02-25 | W010-2564 9/16" DRILL BIT MAY BE REQUIRED | napoleon | - | n | y | a | 57.1
522891 | 383-800-229 | ELECTRICAL CONNECTOR | wtbn | - | - | - | blprt | parts | bl | boiler | mis | par | 2019-02-28 | 2019-02-28 00:00:00 | gas | 2019-02-28 |  | - | - | n | y | - | 168.36
164561 | 104000021K | GAS VALVE KIT F/R75LSIN | wtbn | - | - | - | whprt | parts | wh | water heater | gvc | par | 2019-03-11 | 2019-03-08 00:00:00 | gas | 2019-03-08 | INC. GAS VALVE #106000010,TEST PORT SCREW, O-RING, PACKING, INSTRUCTIONS. | rinnai | - | n | y | - | 174.08
200265 | 0161F00015S | COLLECTOR BOX/AMANA | wtbn | - | - | - | hfprt | parts | furn | furnace | mis | par | 2022-02-07 | 2022-02-07 00:00:00 | gas | 2019-04-01 |  | - | - | n | y | b | 42.77
816061 | C7089RU1006 | HONEYWELL OUTDOOR SENSOR | wtbn | - | - | - | hfprt | parts | furn | furnace | - | par | 2019-05-13 | 2019-05-13 00:00:00 | elec | 2019-05-13 |  | - | - | n | y | - | 68.57
124261 | CAP050400440RTP | Dual Run Capacitor AMANA | wtbn | - | - | - | acprt | parts | ac | air conditioning | mis | par | 2019-05-16 | 2019-05-16 00:00:00 | elec | 2019-05-16 | MODEL-ARCF36U01D | amanna | - | n | y | - | 53.88
606395 | RAD-960055LA | AIR VENT VALVE/SKF55 RADIANT | wtbn | - | - | - | blprt | parts | bl | boiler | mis | par | 2019-05-28 | 2019-05-28 00:00:00 | gas | 2019-05-28 |  | radiant | - | n | y | - | 18.69
567102 | ZR16K5EPFV800 | COMPRESSOR | wtbn | - | - | - | acprt | parts | ac | air conditioning | mis | par | 2019-06-11 | 2019-06-11 00:00:00 | elec | 2019-06-11 |  | kenmore | - | n | y | - | 784.02
666956 | 0121R00270PDGS | GOODMAN TOP PANEL MODEL- | wtbn | - | - | - | acprt | parts | ac | air conditioning | mis | par | 2019-07-11 | 2019-07-11 00:00:00 | elec | 2019-07-11 | GSX130181EJ | goodman | - | n | y | - | 45.93
485522 | 106 -1241 | FLUE GAS SENSOR | desc | - | - | - | blprt | parts | bl | boiler | mis | par | 2019-07-16 | 2019-07-16 00:00:00 | gas | 2019-07-16 |  | eco king | - | n | y | - | 31.09
176225 | 0130F00645 | PRESSURE SWITCH | wtbn | - | - | - | hfprt | parts | furn | furnace | mis | par | 2023-01-01 | 2019-11-05 00:00:00 | gas | 2019-11-05 |  | - | - | n | y | - | 32.91
266749 | SMF CBC2005TLP | PART NUM- QGA- 25002 | excw | - | - | - | whprt | parts | wh | water heater | - | inv | 2025-05-09 | 2019-11-11 00:00:00 | - | 2019-11-11 |  | - | - | n | y | - | 30.12
563042 | SMF PP2005TLP | SEDIMENT FILTER- QSF- 25003 | excw | - | - | - | whprt | parts | wh | water heater | - | inv | 2025-05-09 | 2019-11-11 00:00:00 | - | 2019-11-11 |  | - | - | n | y | - | 19.91
770725 | 8110041680 | GASKET | wtbn | - | - | - | blprt | parts | bl | boiler | mis | par | 2019-11-22 | 2019-11-22 00:00:00 | gas | 2019-11-22 |  | - | - | n | y | - | 44.45
129126 | VSHP-RISER-CD-M12-125-RBTX | RISER-CONDENSATE,TYPE M | htse | - | - | - | cacpr | parts | cac | air conditioners | - | inv | 2019-12-02 | 2019-12-02 00:00:00 | elec | 2019-12-02 | RISER-CONDENSATE,TYPE M 1 1/4" Nom Copper, 12Ft - Rubatex Insulation | omega | - | n | y | - | 129.92
232847 | VSHP-RISER-CD-M10-125-RBTX | RISER-CONDENSATE,TYPE M | htse | - | - | - | cacpr | parts | cac | air conditioners | - | inv | 2019-12-02 | 2019-12-02 00:00:00 | elec | 2019-12-02 | Riser-Condensate,Type M 1 1/4" Nom Copper, 10Ft - Rubatex Insulation | omega | - | n | y | - | 115.85
150612 | VSHP-RISER-SR-L12-200-NIS | RISER S/R L 2 COP12 NO INS | htse | - | - | - | cacpr | parts | cac | air conditioners | - | inv | 2019-12-03 | 2019-12-03 00:00:00 | elec | 2019-12-03 | Riser-Supply/Return,Type L, 2" Nom Copper, 12Ft - No Insulation | omega | - | n | y | - | 248.37
580534 | VSHP-RISER-SR-L12-100-NIS | RISER S/R L 1 COP12 NO INS | htse | - | - | - | cacpr | parts | cac | air conditioners | - | inv | 2019-12-03 | 2019-12-03 00:00:00 | elec | 2019-12-03 | Riser-Supply/Return,Type L, 1" Nom Copper, 12Ft - No Insulation | omega | - | n | y | - | 112.9
681583 | VSHP-RISER-SR-L12-125-NIS | RISER S/R L 114 COP12 NO INS | htse | - | - | - | cacpr | parts | cac | air conditioners | - | inv | 2019-12-03 | 2019-12-03 00:00:00 | elec | 2019-12-03 | Riser-Supply/Return,Type L, 1 1/4" Nom Copper, 12Ft - No Insulation | omega | - | n | y | - | 141.21
862783 | VSHP-RISER-SR-L12-150-NIS | RISER S/R L 112 COP12 NO INS | htse | - | - | - | cacpr | parts | cac | air conditioners | - | inv | 2019-12-03 | 2019-12-03 00:00:00 | elec | 2019-12-03 | Riser-Supply/Return,Type L, 1 1/2" Nom Copper, 12Ft - No Insulation | omega | - | n | y | - | 172.9
001177 | 000-1731012 | WATER FILL VALVE/HSP2000 | wtbn | - | - | - | hmprt | parts | humid | iaq humidifier | mis | par | 2019-12-27 | 2019-12-27 00:00:00 | gas | 2019-12-27 |  | - | - | n | y | - | 25.46
959255 | 000-1731-012 | SAFETY FLOAT SWITCH | wtbn | - | - | - | hmprt | parts | humid | iaq humidifier | mis | par | 2019-12-27 | 2019-12-27 00:00:00 | gas | 2019-12-27 |  | - | - | n | y | - | 150
980656 | 104000208-K | SENSOR,OUTLET TEMPERATURE F/TA | wtbn | - | - | - | whprt | parts | wh | water heater | swt | par | 2020-01-21 | 2020-01-21 00:00:00 | gas | 2020-01-21 | NKLESS RANNAI,MODEL#R94LSI, | rinnai | - | n | y | - | 34.32
487354 | 87167711550 | O-RINGS | wtbn | - | - | - | blprt | parts | bl | boiler | mis | par | 2023-09-06 | 2021-06-29 00:00:00 | gas | 2020-01-28 |  | - | - | n | y | - | 50.99
CH0041 | THP9045A1023 | C-WIRE ADAPTER | wtbn | - | - | - | crpet | smart repeater | chbas | smarter home | - | par | 2023-04-24 | 2023-04-24 00:00:00 | - | 2020-02-03 |  | - | - | n | y | b | 27.39
412478 | RV446-510A | PILOT ASSY | wtbn | - | - | - | fpprt | parts | fp | fireplaces | mis | par | 2020-02-11 | 2020-02-11 00:00:00 | gas | 2020-02-11 |  | gti | - | n | y | - | 171
462783 | 0159F00035 | WIRING HARNESS | wtbn | - | - | - | hfprt | parts | furn | furnace | mis | par | 2020-03-03 | 2020-03-03 00:00:00 | gas | 2020-03-03 |  | amana | - | n | y | - | 12.06
170634 | BD000005696391 | 3 WAY VALVE REPLACES 5696390 | wtbn | - | - | - | whprt | parts | wh | water heater | mis | par | 2023-02-20 | 2020-04-20 00:00:00 | gas | 2020-04-20 |  | - | - | n | y | b | 43.62
945090 | 0259F00041S | HARNESS, WIRING POWER REPLACES | wtbn | - | - | - | hfprt | parts | furn | furnace | wrg | par | 2020-04-30 | 2020-04-30 00:00:00 | gas | 2020-04-30 | PT# 0259F00041 | goodman | - | n | y | - | 0.33
495659 | END4X24L17A | COIL-N VERT 2T | wtbn | - | - | - | acprt | parts | ac | air conditioning | cls | par | 2020-05-28 | 2020-05-28 00:00:00 | elec | 2020-05-28 |  | - | - | n | y | - | 363.8
005286 | TP-CAP-30/3/440R | 30+3 MFD 440 Volt Round Run | wtbn | - | - | - | acprt | parts | ac | air conditioning | mis | par | 2020-06-04 | 2020-06-04 00:00:00 | elec | 2020-06-04 | Capacitor CARRIER 24AAA518A0030011 | carrier | - | n | y | - | 9.8
848215 | ML14XC1-042-230 | A/C - LENN 3.5 TON 14 SEER 41A | lenn | 338367 | dnu | 2024-05-07 00:00:00 | achf | high efficiency | ac | air conditioning | - | inv | 2024-12-11 | 2024-12-11 00:00:00 | elec | 2020-06-07 | Lennox: 3.5 Ton Air Conditioner - 14 SEER; 410A Refrigerant cat 14J05 | lennox | pa | y | y | - | 1168
641884 | HE33936A155A004AP | DO NOT SELL PART IS INVALID | wtbn | - | dns | 2024-05-24 00:00:00 | acprt | parts | ac | air conditioning | mis | par | 2024-05-24 | 2020-06-11 00:00:00 | elec | 2020-06-11 |  | - | - | n | y | - | 620
123287 | R35035B-001 | CONDSENSOR FAN MOTOR/ARMSTRONG | wtbn | - | - | - | acprt | parts | ac | air conditioning | mis | par | 2020-06-22 | 2020-06-22 00:00:00 | elec | 2020-06-22 |  | - | - | n | y | - | 269.61
977879 | 11002015006761 | CONDENSOR FAN MOTOR F/CARRIER | wtbn | - | - | - | acprt | parts | ac | air conditioning | mor | par | 2020-06-22 | 2020-06-22 00:00:00 | elec | 2020-06-22 | MODEL#38MHRBQ12AA3, | carrier / icp | - | n | y | - | 79.05
147863 | END4X24L17A1 | R410A CASED HORIZONTAL N COIL | wtbn | - | - | - | acprt | parts | ac | air conditioning | mis | par | 2020-07-07 | 2020-07-07 00:00:00 | elec | 2020-07-07 | 17.5 " WIDE | icp | - | n | y | - | 363.8
604550 | 104000208K | THERMISTOR/RINNAI | wtbn | - | - | - | whprt | parts | wh | water heater | mis | par | 2020-07-16 | 2020-07-16 00:00:00 | gas | 2020-07-16 |  | - | - | n | y | - | 28.76
098955 | 0131M00018PSPS | FAN MOTOR F/GSX130421BJ | wtbn | - | - | - | acprt | parts | ac | air conditioning | mis | par | 2020-07-27 | 2020-07-27 00:00:00 | elec | 2020-07-27 | REPLACES 0131M00018PS | goodman gsx130421bj | - | n | y | - | 182.93
601929 | ZP51K5EPFV830 | Compressor-Copeland Scroll | wtbn | - | - | - | acprt | parts | ac | air conditioning | mis | par | 2020-08-13 | 2020-08-13 00:00:00 | elec | 2020-08-13 | R410A 208/230v--FOR GOODMAN GSX130601BA | goodman | - | n | y | - | 1664.79
229951 | 032436073553 | BLOWER MOTOR DD 1/2HP YORK | wtbn | - | - | - | acprt | parts | ac | air conditioning | mis | par | 2020-09-08 | 2020-09-08 00:00:00 | elec | 2020-09-08 |  | - | - | n | y | - | 2287.24
043669 | PRV-140705 | RELIEF VALVE FOR RADIANT TANKL | wtbn | - | - | - | whprt | parts | wh | water heater | mis | par | 2022-10-12 | 2020-09-18 00:00:00 | gas | 2020-09-18 | ESS MODEL#R2K 55, | radiant | - | n | y | - | 35.22
341147 | 30013126A | WATER FLOW SWITCH | wtbn | - | - | - | whprt | parts | wh | water heater | mis | par | 2020-09-27 | 2020-09-27 00:00:00 | gas | 2020-09-27 |  | navien | - | n | y | - | 82.85
890995 | 87110041680 | SEAL/BOSCH | wtbn | - | - | - | hfprt | parts | furn | furnace | mis | par | 2025-10-27 | 2021-12-02 00:00:00 | gas | 2020-11-10 |  | - | - | n | y | b | 81.9
591797 | VSHP-RISER-SR-L12-075-NIS | RISER S/R L 3/4 COP12 NO INS | htse | - | - | - | cacpr | parts | cac | air conditioners | - | inv | 2020-11-19 | 2020-11-19 00:00:00 | elec | 2020-11-19 |  | - | - | n | y | - | 93.11
929579 | VSHP-RISER-SR-L12-250-NIS | RISER S/R L 2-1/2 COP12 NO INS | htse | - | - | - | cacpr | parts | cac | air conditioners | - | inv | 2020-11-19 | 2020-11-19 00:00:00 | elec | 2020-11-19 |  | - | - | n | y | - | 357.7
117922 | 2B824-115TEG | FAN MOTOR/ENERZONE AIR HANDLER | wtbn | - | - | - | hfprt | parts | furn | furnace | mis | par | 2020-11-30 | 2020-11-30 00:00:00 | gas | 2020-11-30 |  | - | - | n | y | - | 195
598147 | 0121F00288DGS | BLOWER DOOR/GMVC960803BNBA | wtbn | - | - | - | hfprt | parts | furn | furnace | mis | par | 2020-12-18 | 2020-12-18 00:00:00 | gas | 2020-12-18 |  | - | - | n | y | - | 56.7
910983 | 0121F00291DGS | ACCESS DOOR/GMVC960803BNBA | wtbn | - | - | - | hfprt | parts | furn | furnace | mis | par | 2020-12-18 | 2020-12-18 00:00:00 | gas | 2020-12-18 |  | - | - | n | y | - | 55.98
628077 | 02435269000 | SWITCH,PRES,AIR,0.55/1.30 SPNO | wtbn | - | - | - | hfprt | parts | furn | furnace | swp | par | 2020-12-22 | 2020-12-22 00:00:00 | gas | 2020-12-22 | REPLACES 02434595000 | york | - | n | y | - | 106.64
033312 | 415-52944-01 | GAS VALVE BRADFORD WHITE | wtbn | - | - | - | whprt | parts | wh | water heater | mis | par | 2023-05-15 | 2023-05-15 00:00:00 | gas | 2020-12-27 | MI50L8FBN REPLACES 239-47463-01 | bradford white mi50l8fbn | - | n | y | a | 585.16
269102 | PRV-18C40230 | RELIEF VALVE | wtbn | - | - | - | whprt | parts | wh | water heater | mis | par | 2025-12-31 | 2025-12-31 00:00:00 | gas | 2021-01-07 | 3/4" NPT @ 150 P.S.I. * RATED 105,000 BTU REPLACES 25-00110 | - | - | n | y | b | 85.29
081273 | VSHP-RISER-SR-L10-250-NIS | RISER S/R L 2-1/2 COP12 NO INS | htse | - | - | - | cacpr | parts | cac | air conditioners | - | inv | 2021-01-12 | 2021-01-12 00:00:00 | elec | 2021-01-12 |  | - | - | n | y | - | 280
966879 | 0131F00178S | ECM PROGRAMMED BLOWER MOTOR | wtbn | - | - | - | hfprt | parts | furn | furnace | mor | par | 2021-01-15 | 2021-01-15 00:00:00 | gas | 2021-01-15 | GMEC960603BN | goodman | - | n | y | - | 308.81
016882 | 0161F00056S | DIP TUBE | wtbn | - | - | - | whprt | parts | wh | water heater | mis | par | 2021-01-18 | 2021-01-18 00:00:00 | gas | 2021-01-18 |  | - | - | n | y | - | 32.07
053302 | VSHPe-FAN-080+R | VSHP FAN CABINET PKG +R 080 | htse | - | - | - | cacpr | parts | cac | air conditioners | - | inv | 2023-05-18 | 2023-05-18 00:00:00 | elec | 2021-01-21 |  | - | - | n | y | - | 4930.82
148217 | VSHPe-FAN-050+R | VSHP FAN CABINET PKG +R 050 | htse | - | - | - | cacpr | parts | cac | air conditioners | - | inv | 2023-05-18 | 2023-05-18 00:00:00 | elec | 2021-01-21 |  | - | - | n | y | - | 4715.82
290163 | VSHPe-FAN-060+R | VSHP FAN CABINET PKG +R 060 | htse | - | - | - | cacpr | parts | cac | air conditioners | - | inv | 2021-01-21 | 2021-01-21 00:00:00 | elec | 2021-01-21 |  | - | - | n | y | - | 3119.39
608248 | RAD-3000105 | BURNER REFRACT | wtbn | - | - | - | whprt | parts | wh | water heater | - | par | 2021-01-22 | 2021-01-22 00:00:00 | gas | 2021-01-22 |  | radiant | - | n | y | - | 27.63
525662 | 0121F00469 | ORIFICE BRACKET | wtbn | - | - | - | hfprt | parts | furn | furnace | ore | par | 2021-01-25 | 2021-01-25 00:00:00 | gas | 2021-01-25 |  | - | - | n | y | - | 2.74
758182 | 0121F00455 | BURNER BRACKET | wtbn | - | - | - | hfprt | parts | furn | furnace | mis | par | 2021-01-25 | 2021-01-25 00:00:00 | gas | 2021-01-25 |  | - | - | n | y | - | 4.2
259206 | 104000029-K | Water Flow Control Assembly Kt | wtbn | - | - | - | whprt | parts | wh | water heater | mis | par | 2021-02-16 | 2021-02-16 00:00:00 | gas | 2021-02-16 | Rinnai MODEL-R75LSIN WAS PART# 107000015 | wolseley | - | n | y | b | 111.7
451468 | 10-16A PM B5/LC | 1/2"RECIRC PUMP W AUTO ADAPT | desc | - | - | - | blprt | parts | bl | boiler | - | inv | 2023-11-03 | 2021-06-14 00:00:00 | gas | 2021-03-05 | TO BE DISCONTUNED ITEM | - | - | n | y | - | 245
811971 | 10-16A PM BN5/LC | 1/2"NPT RECIRC PUMP W/AUTO AD | desc | - | - | - | blprt | parts | bl | boiler | - | inv | 2021-12-16 | 2021-06-14 00:00:00 | gas | 2021-03-05 |  | - | - | n | y | - | 245
600804 | 87167711540 | O-RING F/BOSCH MODEL#KWB42, | wtbn | - | - | - | whprt | parts | wh | water heater | mis | par | 2021-03-16 | 2021-03-16 00:00:00 | gas | 2021-03-16 |  | bosch | - | n | y | - | 10.46
064772 | 8738725271 | SMALL METAL BRUSH FILTER | wtbn | - | - | - | whprt | parts | wh | water heater | mis | par | 2022-12-29 | 2021-03-26 00:00:00 | gas | 2021-03-26 | BOSCH Model-T9800 SE 199 | wolseley | - | n | y | a | 123.94
091171 | BD00000696391 | ELBI MOTOR 120V BAXI LUNA | wtbn | - | - | - | whprt | parts | wh | water heater | mis | par | 2021-03-29 | 2021-03-29 00:00:00 | gas | 2021-03-29 | 310 fi | baxi luna 310 fi | - | n | y | - | 54.35
446835 | TP-CAP-35/440 | RUN CAPACITOR,35 MFD,440 VOLT | wtbn | - | - | - | hfprt | parts | furn | furnace | cpr | par | 2021-04-15 | 2021-04-15 00:00:00 | elec | 2021-04-15 | OVAL,F/MANY APPLICATIOS. | carrier | - | n | y | - | 21.27
090589 | SDU GMVC960803BN (1946) | FR DIST 80K 2STG VAR .96EF SDU | ama | - | - | - | hfhe | high efficiency | furn | furnace | - | inv | 2021-04-16 | 2021-04-16 00:00:00 | gas | 2021-04-16 | Amana: Distinctions High Eff. Furnace - 96% Eff; 2 Stage Heat; Variable ECM Motor | daikin | scratch and dent | y | y | - | 1155
261960 | SDU GMVC960803BN (1956) | FR DIST 80K 2STG VAR .96EF SDU | ama | 531188 | - | - | hfhe | high efficiency | furn | furnace | - | inv | 2021-04-16 | 2021-04-16 00:00:00 | gas | 2021-04-16 | Amana: Distinctions High Eff. Furnace - 96% Eff; 2 Stage Heat; Variable ECM Motor | daikin | scratch and dent | n | y | - | 1155
861723 | SDU GMVC960803BN (1954) | FR DIST 80K 2STG VAR .96EF SDU | ama | 531188 | - | - | hfhe | high efficiency | furn | furnace | - | inv | 2021-04-16 | 2021-04-16 00:00:00 | gas | 2021-04-16 | Amana: Distinctions High Eff. Furnace - 96% Eff; 2 Stage Heat; Variable ECM Motor | daikin | scratch and dent | y | y | - | 1155
759052 | SDU GMVC960803BN (1958) | FR AMA 80K 2STG VAR SDU | ama | - | - | - | hfhe | high efficiency | furn | furnace | - | inv | 2021-05-03 | 2021-05-03 00:00:00 | gas | 2021-05-03 | Amana Furnace: 80,000 BTU, 2 Stages, Variable Speed Motor, Scratch and Dent | daikin | scratch and dent | y | y | - | 1155
122883 | 0151M00018S | REVERSING VALVE | wtbn | - | - | - | hfprt | parts | furn | furnace | mis | par | 2021-05-26 | 2021-05-26 00:00:00 | gas | 2021-05-26 |  | - | - | n | y | - | 57.99
462942 | CAP050400440RTS | DUAL CAPACITOR,40/5MFD,440VOLT | wtbn | - | - | - | acprt | parts | ac | air conditioning | cpr | par | 2021-05-28 | 2021-05-28 00:00:00 | elec | 2021-05-28 | F/AMANA MODEL# RCB42B2D, | amana | - | n | y | - | 38.07
460175 | ENA4X36L17A2 | N COIL/ICP | wtbn | - | - | - | acprt | parts | ac | air conditioning | mis | par | 2021-06-08 | 2021-06-08 00:00:00 | elec | 2021-06-08 |  | - | - | n | y | - | 420.5
162149 | 0130M00089S | SWITCH, HIGH PRESSURE | wtbn | - | - | - | acprt | parts | ac | air conditioning | mis | par | 2022-05-18 | 2021-06-10 00:00:00 | elec | 2021-06-10 | GOODMAN AC MODEL-GSX130241EE REPLACES 0130M00089 | wolseley | - | n | y | - | 57.53
303014 | 0131M0000PSP | MOTOR | wtbn | - | - | - | hfprt | parts | furn | furnace | mis | par | 2021-06-28 | 2021-06-28 00:00:00 | gas | 2021-06-28 |  | - | - | n | y | - | 237
SE0152 | 14ACX018230 | AC LENN 1.5T 14SR R410 LOUVER | lenn | - | - | - | achf | high efficiency | ac | air conditioning | - | inv | 2021-07-30 | 2021-07-30 00:00:00 | elec | 2021-07-30 | LNX 14ACX018230 LOUVERED 12C01 | lennox | air conditioning | y | y | - | 896
SE0155 | 14ACXS018230 | AC LENN 1.5T 14SR R410 SOUTH | lenn | 316157 | - | - | achf | high efficiency | ac | air conditioning | - | inv | 2023-11-24 | 2021-07-30 00:00:00 | elec | 2021-07-30 | LNX 14ACXS018230 1.5T 14SR 230 | lennox | air conditioning | y | y | - | 887
SE0294 | ECB2915CB7P | ECB2915CB7P 15KW | lenn | - | - | - | acprt | parts | ac | air conditioning | - | par | 2021-07-30 | 2021-07-30 00:00:00 | elec | 2021-07-30 | LNX ECB2915CB7P 15KW | lennox | air conditioning | y | y | - | 0.01
SE0296 | ECB2915CBP | ECB2915CBP ELEC HTR/15KW | lenn | - | - | - | acprt | parts | ac | air conditioning | - | par | 2021-07-30 | 2021-07-30 00:00:00 | elec | 2021-07-30 | LNX ECB2915CBP ELEC HTR/15KW | lennox | air conditioning | y | y | - | 184
SE0307 | ECB4015CB2P | ECB4015CB2P 15KW | lenn | - | - | - | acprt | parts | ac | air conditioning | - | par | 2021-07-30 | 2021-07-30 00:00:00 | elec | 2021-07-30 | LNX ECB4015CB2P 15KW | lennox | air conditioning | y | y | - | 173
SE0308 | ECB4015CBP | ECB4015CBP 34W95 | lenn | - | - | - | acprt | parts | ac | air conditioning | - | par | 2021-07-30 | 2021-07-30 00:00:00 | elec | 2021-07-30 | LNX ECB4015CBP 34W95 | lennox | air conditioning | y | y | - | 135
SE0314 | ECBA25125CB | ECBA25125CB 2.5KW 208/240V-1PH | lenn | - | - | - | acprt | parts | ac | air conditioning | - | par | 2021-07-30 | 2021-07-30 00:00:00 | elec | 2021-07-30 | LNX ECBA25125CB 2.5KW 208/240V-1PH | lennox | air conditioning | y | y | - | 0.01
SE0315 | ECBA2515CB | ECBA2515CB HEAT STRIP | lenn | - | - | - | acprt | parts | ac | air conditioning | - | par | 2022-09-16 | 2021-07-30 00:00:00 | elec | 2021-07-30 | LNX ECBA2515CB HEAT STRIP | lennox | air conditioning | y | y | - | 486
SE0414 | ML193UH070P24B | FR LENN 70K 1STG SINGLE | lenn | - | - | - | hfhe | high efficiency | furn | furnace | - | inv | 2021-07-30 | 2021-07-30 00:00:00 | gas | 2021-07-30 | Lennox Furnace: 70,000 BTU, 1 Stage, Single-Speed Motor | lennox | furnace | y | y | - | 792
SE0415 | ML193UH070P36B | FR LENN 70K 1STG SINGLE | lenn | - | - | - | hfhe | high efficiency | furn | furnace | - | inv | 2021-07-30 | 2021-07-30 00:00:00 | gas | 2021-07-30 | Lennox Furnace: 70,000 BTU, 1 Stage, Single-Speed Motor | lennox | furnace | y | y | - | 804
SE0416 | ML193UH070XP24B | FR LENN 70K 1STG SINGLE | lenn | - | - | - | hfhe | high efficiency | furn | furnace | - | inv | 2023-02-10 | 2023-02-10 00:00:00 | gas | 2021-07-30 | LNX ML193UH070XP24B 70BTHU 2T | lennox | furnace | y | y | - | 1056
SE0417 | ML193UH070XP36B | FR LENN 70K 1STG SINGLE | lenn | - | - | - | hfhe | high efficiency | furn | furnace | - | inv | 2023-02-09 | 2021-07-30 00:00:00 | gas | 2021-07-30 | LNX ML193UH070XP36B 3T 70KBTU XP36B | lennox | furnace | y | y | - | 1069
SE0418 | ML193UH090P36C | FR LENN 90K 1STG SINGLE | lenn | - | - | - | hfhe | high efficiency | furn | furnace | - | inv | 2021-07-30 | 2021-07-30 00:00:00 | gas | 2021-07-30 | Lennox Furnace: 90,000 BTU, 1 Stage, Single-Speed Motor | lennox | furnace | y | y | - | 855
SE0420 | ML193UH090XP36C | FR LENN 90K 1STG SINGLE | lenn | - | - | - | hfhe | high efficiency | furn | furnace | - | inv | 2023-02-10 | 2023-02-10 00:00:00 | gas | 2021-07-30 | LNX ML193UH090XP36C 90BTHU GAS FURN | lennox | furnace | y | y | - | 1139
SE0550 | XC16036230 | AC LENN 3T 17SR R410 ES | lenn | - | - | - | achf | high efficiency | ac | air conditioning | - | inv | 2021-07-30 | 2021-07-30 00:00:00 | elec | 2021-07-30 | LNX XC16036230 42W09 | lennox | air conditioning | y | y | - | 1663
SE0551 | XC16048230 | AC LENN 4T 17SR R410 ES | lenn | - | - | - | achf | high efficiency | ac | air conditioning | - | inv | 2021-07-30 | 2021-07-30 00:00:00 | elec | 2021-07-30 | LNX XC16048230 15W42 | lennox | air conditioning | y | y | - | 1779
SE0553 | XC16S024230 | AC LENN 2T 16SR R410 SOUTH | lenn | - | - | - | achf | high efficiency | ac | air conditioning | - | inv | 2022-02-03 | 2022-02-03 00:00:00 | elec | 2021-07-30 | LNX XC16S024230 16SR 2T SOUTHERNREG | lennox | air conditioning | y | y | - | 2509
SE0554 | XC16S036230 | AC LENN 3T 16SR R410 230V S | lenn | - | - | - | achf | high efficiency | ac | air conditioning | - | inv | 2022-02-03 | 2022-02-03 00:00:00 | elec | 2021-07-30 | LNX XC16S036230 3T 16SR 230V SOUTH | lennox | air conditioning | y | y | - | 1744
SE0556 | XC16S048230 | AC LENN 4T 16SR R410 CNDNS ES | lenn | - | - | - | achf | high efficiency | ac | air conditioning | - | inv | 2021-07-30 | 2021-07-30 00:00:00 | elec | 2021-07-30 | LNX XC16S048230 CONDENSING UNIT | lennox | air conditioning | y | y | - | 2156
101114 | 0161R00008 | RAIN CAP | wtbn | - | - | - | acprt | parts | ac | air conditioning | mis | par | 2021-08-16 | 2021-08-16 00:00:00 | elec | 2021-08-16 | GOODMAN ASX140301 | goodman | - | n | y | - | 8.51
768300 | HE31130A140A59 | 2.5 TON,R410A REFR,PISTON COIL | wtbn | - | - | - | acprt | parts | ac | air conditioning | mis | par | 2021-09-01 | 2021-09-01 00:00:00 | elec | 2021-09-01 |  | adp coils | - | n | y | - | 400
098767 | RAD-960155LA | AIR VENT | wtbn | - | - | - | whprt | parts | wh | water heater | mis | par | 2021-09-03 | 2021-09-03 00:00:00 | gas | 2021-09-03 |  | - | - | n | y | - | 25.1
516290 | 50N382XVZAKMS | COMPRESSOR/GOODMAN GSX130181ED | wtbn | - | - | - | acprt | parts | ac | air conditioning | cmp | par | 2021-09-09 | 2021-09-09 00:00:00 | elec | 2021-09-09 |  | goodman | - | n | y | - | 462.53
110547 | RAD-34002LA | BRASS BACK NUT | wtbn | - | - | - | whprt | parts | wh | water heater | mis | par | 2021-09-27 | 2021-09-27 00:00:00 | gas | 2021-09-27 |  | - | - | n | y | b | 1.53
832786 | RAD-550155 | FITTING NIPPLE | wtbn | - | - | - | whprt | parts | wh | water heater | mis | par | 2021-09-27 | 2021-09-27 00:00:00 | gas | 2021-09-27 |  | - | - | n | y | - | 35.75
280536 | 2435929000 | 0.15 AIRPRS SWITCH | wtbn | - | - | - | hfprt | parts | furn | furnace | swp | par | 2022-12-30 | 2021-10-22 00:00:00 | gas | 2021-10-22 |  | - | - | n | y | - | 45.64
879007 | CHPVPC-100E | 4"X 6'7" LINESET COVER IVORY | miai | 882934 | - | - | acprt | parts | ac | air conditioning | - | inv | 2021-11-03 | 2021-11-03 00:00:00 | - | 2021-11-03 | Mits-4"X 6'7" Lineset Cover Ivory White | mits | ductless | n | y | - | 27
599537 | RAD34002LA | NUT F/RADIANT MODEL#SFK 57, | wtbn | - | - | - | whprt | parts | wh | water heater | mis | par | 2021-12-07 | 2021-12-07 00:00:00 | gas | 2021-12-07 |  | radiant | - | n | y | - | 2
674437 | RAD1202884 | WATER INLET PIPE F/RADIANT MOD | wtbn | - | - | - | whprt | parts | wh | water heater | mis | par | 2021-12-07 | 2021-12-07 00:00:00 | gas | 2021-12-07 | EL#SFK 57, | radiant | - | n | y | - | 132.15
135131 | 87002051470 | O-RING/BOSCH GWH635ESN | wtbn | - | - | - | whprt | parts | wh | water heater | mis | par | 2022-01-06 | 2022-01-06 00:00:00 | gas | 2022-01-06 |  | bosch tankless | - | n | y | - | 31.37
272434 | LFLM490-10 | MIXING VALVE | wtbn | - | - | - | whprt | parts | wh | water heater | mis | par | 2022-01-11 | 2022-01-11 00:00:00 | gas | 2022-01-11 |  | watts | - | n | y | - | 95.49
SE0548 | XC16024230 | AC LENN 2T 16SR R410 2STA | lenn | - | - | - | achf | high efficiency | ac | air conditioning | - | inv | 2023-11-28 | 2022-01-19 00:00:00 | elec | 2022-01-19 | Lennox Air Conditioner: 2 Tons, 16SEER, R410 Refrigerant | lennox | - | n | y | - | 0.01
786143 | RAD-3000254 | PRESSURE SWITCH | wtbn | - | - | - | whprt | parts | wh | water heater | mis | par | 2022-01-31 | 2022-01-31 00:00:00 | gas | 2022-01-31 |  | rheem | - | n | y | - | 52
258927 | 0271F00004PS | BLWR ASMBLY/HOUSING & WHEEL | wtbn | - | - | - | hfprt | parts | furn | furnace | mis | par | 2022-02-02 | 2022-02-02 00:00:00 | gas | 2022-02-02 | AMVC095074CXAB | goodman/amana | - | n | y | b | 239.16
819144 | 21H39- | LB-62009CA SUP KIT | lenn | - | - | - | acprt | parts | ac | air conditioning | - | inv | 2023-11-27 | 2022-02-02 00:00:00 | - | 2022-02-02 | LB-62009CA SINGLE POINT POWER SUP KIT 7"X7" SQUARE | lennox | - | y | y | - | 72.35
798283 | RAD-96055LA | AIR VENT VALVE | wtbn | - | - | - | whprt | parts | wh | water heater | mis | par | 2022-02-07 | 2022-02-07 00:00:00 | gas | 2022-02-07 |  | radiant | - | n | y | - | 19.37
348868 | 87070210190 | GAS VALVE FOR BOSCH GWH635ESN | wtbn | - | - | - | whprt | parts | wh | water heater | swt | par | 2022-02-09 | 2022-02-09 00:00:00 | gas | 2022-02-09 |  | - | - | n | y | - | 545.09
SE0903 | NIPBXHSMLSHX3 | 38X3BN NIPPLE | wtbn | - | - | - | fcons | field consumables | opp | operations | - | inv | 2022-02-10 | 2022-02-10 00:00:00 | - | 2022-02-10 |  | - | - | n | y | - | 5.58
SE0904 | NIPBXHSMLSHX3K | 38X312BN NIPPLE | wtbn | - | - | - | fcons | field consumables | opp | operations | - | inv | 2022-02-10 | 2022-02-10 00:00:00 | - | 2022-02-10 |  | - | - | n | y | - | 5.96
SE0906 | NIPBXHSMLSHX5K | 38X412BN NIPPLE | wtbn | - | - | - | fcons | field consumables | opp | operations | - | inv | 2022-02-10 | 2022-02-10 00:00:00 | - | 2022-02-10 |  | - | - | n | y | - | 7.32
SE0907 | NIPBXHSMLSHX5 | 38X5BN NIPPLE | wtbn | - | - | - | fcons | field consumables | opp | operations | - | inv | 2022-02-10 | 2022-02-10 00:00:00 | - | 2022-02-10 |  | - | - | n | y | - | 7
SE0814 | 82630 | 3" X 2" CPVC (GREY) 636 REDUCG | bout | - | - | - | fcons | field consumables | opp | operations | - | inv | 2022-02-15 | 2022-02-15 00:00:00 | - | 2022-02-15 |  | - | - | n | y | - | 17.63
SE0931 | DAHL521PX330 | 1/2PEXx1/4COMPRESSION BALLVALE | wtbn | - | - | - | fcons | field consumables | opp | operations | - | inv | 2023-06-07 | 2023-06-07 00:00:00 | - | 2022-02-16 |  | - | - | n | y | - | 13.72
547910 | 87387285271 | VENTOR SCREEN FOR BOSCH | wtbn | - | - | - | whprt | parts | wh | water heater | mis | par | 2022-02-22 | 2022-02-22 00:00:00 | gas | 2022-02-22 | MODEL T98000SE 160 | wols | - | n | y | - | 108.5
830318 | 060001237-A | BURNERY ASSEMBLY | wtbn | - | - | - | whprt | parts | wh | water heater | swt | par | 2022-02-25 | 2022-02-25 00:00:00 | gas | 2022-02-25 |  | 060001237-a | - | n | y | - | 68.32
124282 | 8700205157 | BOSCH O RING FOR MODEL | wtbn | - | - | - | whprt | parts | wh | water heater | mis | par | 2022-03-03 | 2022-03-03 00:00:00 | gas | 2022-03-03 | T9800 SE 199 | wolseley | - | n | y | - | 15.69
269758 | 8700205147 | WATER O RING BOSCH MODEL | wtbn | - | - | - | whprt | parts | wh | water heater | mis | par | 2022-03-03 | 2022-03-03 00:00:00 | gas | 2022-03-03 | T9800 SE 199 | wolseley | - | n | y | - | 31.37
385364 | 0121F00454S | BRACKET, FOUR BURNER REPLACES | wtbn | - | - | - | hfprt | parts | furn | furnace | btc | par | 2022-03-08 | 2022-03-08 00:00:00 | gas | 2022-03-08 | PT# 0121F00454 F/GMVC960803BNAA, GMVC960804CNAA | goodman | - | n | y | - | 37.7
SE0963 | 21H39 | LB62009CA SNGL PT PWR SCR | lenn | - | - | - | acprt | parts | ac | air conditioning | - | inv | 2024-08-13 | 2022-03-08 00:00:00 | elec | 2022-03-08 | Lennox: single point power source | lennox air handler | - | n | y | - | 85.12
922956 | SRV2326-130 | CONTROL MODULE IFT | hpci | - | - | - | fpprt | parts | fp | fireplaces | mis | par | 2025-11-27 | 2022-03-22 00:00:00 | gas | 2022-03-22 |  | - | - | n | y | - | 328.13
078238 | RTG202212BD | IGNITION ROD | wtbn | - | - | - | whprt | parts | wh | water heater | mis | par | 2022-03-25 | 2022-03-25 00:00:00 | gas | 2022-03-25 |  | rheem | - | n | y | - | 30.21
SE0983 | DAH521PX330 | 521-PX3-30 PEX CRIMP | wtbn | - | - | - | fcons | field consumables | opp | operations | - | inv | 2025-05-23 | 2022-03-30 00:00:00 | - | 2022-03-30 |  | - | - | n | y | - | 13.72
SE1418 | RHEERXYB01 | FILTER BASE 24X24 | don | - | - | - | fcons | field consumables | opp | operations | - | inv | 2022-03-31 | 2022-03-30 00:00:00 | - | 2022-03-30 | FILTER BASE 24X24 | - | - | n | y | - | 65
SE1422 | RHEERXRYB01 | FILTER BOX 24X24 | don | - | - | - | fcons | field consumables | opp | operations | - | inv | 2022-03-31 | 2022-03-30 00:00:00 | - | 2022-03-30 | FILTER BOX 24X24 | - | - | n | y | - | 84.61
SE1499 | FRESH AIR INTAKE 4IN BROW | FRESH AIR INTAKE 4IN BROW | wtbn | - | - | - | fcons | field consumables | opp | operations | - | inv | 2022-03-31 | 2022-03-30 00:00:00 | - | 2022-03-30 | FRESH AIR INTAKE 4IN BROW | - | - | n | y | - | 12.33
SE1500 | FRESH AIR INTAKE 6IN BROW | FRESH AIR INTAKE 6IN BROW | wtbn | - | - | - | fcons | field consumables | opp | operations | - | inv | 2022-03-31 | 2022-03-30 00:00:00 | - | 2022-03-30 | FRESH AIR INTAKE 6IN BROW | - | - | n | y | - | 12.49
SE1621 | GRILLE 4X10 SIDEWALL | GRILLE 4X10 SIDEWALL | wtbn | - | - | - | fcons | field consumables | opp | operations | - | inv | 2022-03-31 | 2022-03-30 00:00:00 | - | 2022-03-30 | GRILLE 4X10 SIDEWALL | - | - | n | y | - | 12.22
SE1629 | GRILLE 6X10 RETURN AIR FL | GRILLE 6X10 RETURN AIR FL | wtbn | - | - | - | fcons | field consumables | opp | operations | - | inv | 2022-03-31 | 2022-03-30 00:00:00 | - | 2022-03-30 | GRILLE 6X10 RETURN AIR FL | - | - | n | y | - | 37.24
SE1630 | GRILLE 6X10 SIDEWALL | GRILLE 6X10 SIDEWALL | wtbn | - | - | - | fcons | field consumables | opp | operations | - | inv | 2022-03-31 | 2022-03-30 00:00:00 | - | 2022-03-30 | GRILLE 6X10 SIDEWALL | - | - | n | y | - | 18.31
SE1631 | GRILLE 6X12 RETURN AIR FL | GRILLE 6X12 RETURN AIR FL | wtbn | - | - | - | fcons | field consumables | opp | operations | - | inv | 2022-03-31 | 2022-03-30 00:00:00 | - | 2022-03-30 | GRILLE 6X12 RETURN AIR FL | - | - | n | y | - | 33.1
SE1632 | GRILLE 6X12 RETURN AIR WA | GRILLE 6X12 RETURN AIR WA | wtbn | - | - | - | fcons | field consumables | opp | operations | - | inv | 2022-03-31 | 2022-03-30 00:00:00 | - | 2022-03-30 | GRILLE 6X12 RETURN AIR WA | - | - | n | y | - | 4.45
SE1633 | GRILLE 6X14 RETURN AIR FL | GRILLE 6X14 RETURN AIR FL | wtbn | - | - | - | fcons | field consumables | opp | operations | - | inv | 2022-03-31 | 2022-03-30 00:00:00 | - | 2022-03-30 | GRILLE 6X14 RETURN AIR FL | - | - | n | y | - | 43.75
SE1634 | GRILLE 6X14 RETURN AIR WA | GRILLE 6X14 RETURN AIR WA | wtbn | - | - | - | fcons | field consumables | opp | operations | - | inv | 2022-03-31 | 2022-03-30 00:00:00 | - | 2022-03-30 | GRILLE 6X14 RETURN AIR WA | - | - | n | y | - | 4.45
SE1635 | GRILLE 6X16 RETURN AIR FL | GRILLE 6X16 RETURN AIR FL | wtbn | - | - | - | fcons | field consumables | opp | operations | - | inv | 2022-03-31 | 2022-03-30 00:00:00 | - | 2022-03-30 | GRILLE 6X16 RETURN AIR FL | - | - | n | y | - | 39.45
SE1636 | GRILLE 6X18 RETURN AIR FL | GRILLE 6X18 RETURN AIR FL | wtbn | - | - | - | fcons | field consumables | opp | operations | - | inv | 2022-03-31 | 2022-03-30 00:00:00 | - | 2022-03-30 | GRILLE 6X18 RETURN AIR FL | - | - | n | y | - | 33.36
SE1637 | GRILLE 6X18 RETURN AIR WA | GRILLE 6X18 RETURN AIR WA | wtbn | - | - | - | fcons | field consumables | opp | operations | - | inv | 2022-03-31 | 2022-03-30 00:00:00 | - | 2022-03-30 | GRILLE 6X18 RETURN AIR WA | - | - | n | y | - | 3.87
SE1638 | GRILLE 6X20 RETURN AIR FL | GRILLE 6X20 RETURN AIR FL | wtbn | - | - | - | fcons | field consumables | opp | operations | - | inv | 2022-03-31 | 2022-03-30 00:00:00 | - | 2022-03-30 | GRILLE 6X20 RETURN AIR FL | - | - | n | y | - | 51.53
SE1639 | GRILLE 6X20 RETURN AIR WA | GRILLE 6X20 RETURN AIR WA | wtbn | - | - | - | fcons | field consumables | opp | operations | - | inv | 2022-03-31 | 2022-03-30 00:00:00 | - | 2022-03-30 | GRILLE 6X20 RETURN AIR WA | - | - | n | y | - | 4.25
SE1640 | GRILLE 6X24 RETURN AIR FL | GRILLE 6X24 RETURN AIR FL | wtbn | - | - | - | fcons | field consumables | opp | operations | - | inv | 2022-03-31 | 2022-03-30 00:00:00 | - | 2022-03-30 | GRILLE 6X24 RETURN AIR FL | - | - | n | y | - | 67.31
SE1641 | GRILLE 6X24 RETURN AIR WA | GRILLE 6X24 RETURN AIR WA | wtbn | - | - | - | fcons | field consumables | opp | operations | - | inv | 2022-03-31 | 2022-03-30 00:00:00 | - | 2022-03-30 | GRILLE 6X24 RETURN AIR WA | - | - | n | y | - | 5.76
SE1643 | GRILLE 6X30 RETURN AIR FL | GRILLE 6X30 RETURN AIR FL | wtbn | - | - | - | fcons | field consumables | opp | operations | - | inv | 2022-03-31 | 2022-03-30 00:00:00 | - | 2022-03-30 | GRILLE 6X30 RETURN AIR FL | - | - | n | y | - | 32.74
SE1644 | GRILLE 6X30 RETURN AIR WA | GRILLE 6X30 RETURN AIR WA | wtbn | - | - | - | fcons | field consumables | opp | operations | - | inv | 2022-03-31 | 2022-03-30 00:00:00 | - | 2022-03-30 | GRILLE 6X30 RETURN AIR WA | - | - | n | y | - | 6.47
SE1655 | GRILLE 8X24 RETURN AIR FL | GRILLE 8X24 RETURN AIR FL | wtbn | - | - | - | fcons | field consumables | opp | operations | - | inv | 2022-03-31 | 2022-03-30 00:00:00 | - | 2022-03-30 | GRILLE 8X24 RETURN AIR FL | - | - | n | y | - | 59.19
SE1706 | PRESSURE/TEMP GAUGE OEM (A) | PRESSURE/TEMP GAUGE OEM (A) | wtbn | - | - | - | hmprt | parts | humid | iaq humidifier | - | par | 2022-03-31 | 2022-03-30 00:00:00 | - | 2022-03-30 | PRESSURE/TEMP GAUGE OEM (A) | - | - | n | y | - | 56.64
SE1707 | PRESSURE/TEMP GAUGE OEM (B) | PRESSURE/TEMP GAUGE OEM (B) | wtbn | - | - | - | hmprt | parts | humid | iaq humidifier | - | par | 2022-03-31 | 2022-03-30 00:00:00 | - | 2022-03-30 | PRESSURE/TEMP GAUGE OEM (B) | - | - | n | y | - | 46.02
SE1726 | 1000P136WR | KIN 1000P136WR GENERATOR | nate | - | - | - | fcons | field consumables | opp | operations | - | inv | 2022-03-31 | 2022-03-30 00:00:00 | - | 2022-03-30 | KIN 1000P136WR GENERATOR | - | - | n | y | - | 36.37
SE1727 | 1001-P640SI | KIN 1001P640SI NOVA VALVE | nate | - | - | - | fcons | field consumables | opp | operations | - | inv | 2022-03-31 | 2022-03-30 00:00:00 | - | 2022-03-30 | KIN 1001P640SI NOVA VALVE | - | - | n | y | - | 167.75
SE1928 | MOEN 1224B CARTRIDGE | MOEN 1224B CARTRIDGE | emco | - | - | - | fcons | field consumables | opp | operations | - | inv | 2022-03-31 | 2022-03-30 00:00:00 | - | 2022-03-30 | MOEN 1224B CARTRIDGE | - | - | n | y | - | 17.27
SE1929 | MOEN 1225B CARTRIDGE | MOEN 1225B CARTRIDGE | emco | - | - | - | fcons | field consumables | opp | operations | - | inv | 2022-03-31 | 2022-03-30 00:00:00 | - | 2022-03-30 | MOEN 1225B CARTRIDGE | - | - | n | y | - | 39.18
SE2002 | MTLDCT 3X10X5 BOOT RT ANG | MTLDCT 3X10X5 BOOT RT ANG | wtbn | - | - | - | fcons | field consumables | opp | operations | - | inv | 2022-03-31 | 2022-03-30 00:00:00 | - | 2022-03-30 | MTLDCT 3X10X5 BOOT RT ANG | - | - | n | y | - | 3.43
SE2005 | DONPPRED04P26 | MTLDCT 3X4 RDCR | don | - | - | - | fcons | field consumables | opp | operations | - | inv | 2022-03-31 | 2022-03-30 00:00:00 | - | 2022-03-30 | MTLDCT 3X4 RDCR | - | - | n | y | - | 8.99
SE2012 | MTLDCT 4 COLLAR NONCRIMP | MTLDCT 4 COLLAR NONCRIMP | don | - | - | - | fcons | field consumables | opp | operations | - | inv | 2022-03-31 | 2022-03-30 00:00:00 | - | 2022-03-30 | MTLDCT 4 COLLAR NONCRIMP | - | - | n | y | - | 2
SE2014 | MTLDCT 4 DMPR INLINE | MTLDCT 4 DMPR INLINE | wtbn | - | - | - | fcons | field consumables | opp | operations | - | inv | 2022-03-31 | 2022-03-30 00:00:00 | - | 2022-03-30 | MTLDCT 4 DMPR INLINE | - | - | n | y | - | 0.53
SE2030 | MTLDCT 4X10X5 BOOT RT ANG | MTLDCT 4X10X5 BOOT RT ANG | emco | - | - | - | fcons | field consumables | opp | operations | - | inv | 2022-03-31 | 2022-03-30 00:00:00 | - | 2022-03-30 | MTLDCT 4X10X5 BOOT RT ANG | - | - | n | y | - | 3.41
SE2038 | DONPRED04P26 | MTLDCT 4X3 RDCR 26GA | don | - | - | - | fcons | field consumables | opp | operations | - | inv | 2022-03-31 | 2022-03-30 00:00:00 | - | 2022-03-30 | MTLDCT 4X3 RDCR 26GA | - | - | n | y | - | 7.13
SE2043 | MTLDCT 4X3X10 BOOT RT ANG | MTLDCT 4X3X10 BOOT RT ANG | wtbn | - | - | - | fcons | field consumables | opp | operations | - | inv | 2022-03-31 | 2022-03-30 00:00:00 | - | 2022-03-30 | MTLDCT 4X3X10 BOOT RT ANG | - | - | n | y | - | 3.28
SE2050 | MTLDCT 5 DMPR INLINE | MTLDCT 5 DMPR INLINE | emco | - | - | - | fcons | field consumables | opp | operations | - | inv | 2022-03-31 | 2022-03-30 00:00:00 | - | 2022-03-30 | MTLDCT 5 DMPR INLINE | - | - | n | y | - | 1.35
SE2072 | MTLDCT 6 COLLAR NONCRIMP | MTLDCT 6 COLLAR NONCRIMP | emco | - | - | - | fcons | field consumables | opp | operations | - | inv | 2022-03-31 | 2022-03-30 00:00:00 | - | 2022-03-30 | MTLDCT 6 COLLAR NONCRIMP | - | - | n | y | - | 1.26
SE2075 | MTLDCT 6 DMPR INLINE | MTLDCT 6 DMPR INLINE | emco | - | - | - | fcons | field consumables | opp | operations | - | inv | 2022-03-31 | 2022-03-30 00:00:00 | - | 2022-03-30 | MTLDCT 6 DMPR INLINE | - | - | n | y | - | 23.86
SE2095 | MTLDCT 6X3X10 BOOT RT ANG | MTLDCT 6X3X10 BOOT RT ANG | wtbn | - | - | - | fcons | field consumables | opp | operations | - | inv | 2022-03-31 | 2022-03-30 00:00:00 | - | 2022-03-30 | MTLDCT 6X3X10 BOOT RT ANG | - | - | n | y | - | 3.47
SE2099 | DONPRED06P26 | MTLDCT 6X5 RDCR 26GA | don | - | - | - | fcons | field consumables | opp | operations | - | inv | 2022-03-31 | 2022-03-30 00:00:00 | - | 2022-03-30 | MTLDCT 6X5 RDCR 26GA | - | - | n | y | - | 6.69
SE2251 | HNW AP14698C1 NAT PILOT ASSEMB | HNW AP14698C1 NAT PILOT ASSEMB | wtbn | - | - | - | rpprt | parts | rplmg | residential plumbing | - | par | 2022-03-31 | 2022-03-30 00:00:00 | - | 2022-03-30 | HNW AP14698C1 NAT PILOT ASSEMBLY | - | - | n | y | - | 35.99
SE2252 | HNW AP14698D1 NAT PILOT ASSEMB | HNW AP14698D1 NAT PILOT ASSEMB | wtbn | - | - | - | rpprt | parts | rplmg | residential plumbing | - | par | 2022-03-31 | 2022-03-30 00:00:00 | - | 2022-03-30 | HNW AP14698D1 NAT PILOT ASSEMBLY | - | - | n | y | - | 35.99
SE2499 | VENT 5 DRAFT HOOD CONN | VENT 5 DRAFT HOOD CONN | wtbn | - | - | - | fcons | field consumables | opp | operations | - | inv | 2022-03-31 | 2022-03-30 00:00:00 | - | 2022-03-30 | VENT 5 DRAFT HOOD CONN | - | - | n | y | - | 7.56
SE2517 | VENT 5X60 PIPE TYPE B | VENT 5X60 PIPE TYPE B | wtbn | - | - | - | fcons | field consumables | opp | operations | - | inv | 2022-03-31 | 2022-03-30 00:00:00 | - | 2022-03-30 | VENT 5X60 PIPE TYPE B | - | - | n | y | - | 40.07
SE2527 | VENT 6 DRAFT HOOD CONN | VENT 6 DRAFT HOOD CONN | wtbn | - | - | - | fcons | field consumables | opp | operations | - | inv | 2022-03-31 | 2022-03-30 00:00:00 | - | 2022-03-30 | VENT 6 DRAFT HOOD CONN | - | - | n | y | - | 10.32
SE2544 | VENT 6X36 PIPE TYPE B | VENT 6X36 PIPE TYPE B | emco | - | - | - | fcons | field consumables | opp | operations | - | inv | 2022-03-31 | 2022-03-30 00:00:00 | - | 2022-03-30 | VENT 6X36 PIPE TYPE B | - | - | n | y | - | 29.64
SE2547 | VENT 6X60 PIPE TYPE B | VENT 6X60 PIPE TYPE B | emco | - | - | - | fcons | field consumables | opp | operations | - | inv | 2022-03-31 | 2022-03-30 00:00:00 | - | 2022-03-30 | VENT 6X60 PIPE TYPE B | - | - | n | y | - | 37.2
SE0987 | MASB4Q- | B-4 3/4" Solder Forged Brass L | wtbn | f00870 | - | - | fcons | field consumables | opp | operations | - | inv | 2025-07-15 | 2022-04-05 00:00:00 | - | 2022-04-05 | B-4 3/4" Solder Forged Brass Lever Handle Bal Ball Valve | - | - | n | y | - | 19.45
497624 | GLOW - C95 | KINGSMEN BUYBACK | sena | - | - | - | blhe | high efficiency | bl | boiler | - | inv | 2022-04-22 | 2022-04-22 00:00:00 | gas | 2022-04-22 |  | glow brand | - | n | y | - | 2200
181668 | VSHP-FAN-050+R | VSHP FAN CABINET 050 PKG | htse | - | - | - | cacpr | parts | cac | air conditioners | - | inv | 2022-05-05 | 2022-05-05 00:00:00 | elec | 2022-05-05 |  | - | - | n | y | - | 2500
587182 | SSFCAP35D5440R | DUAL RUN CAPACITOR | wtbn | - | - | - | acprt | parts | ac | air conditioning | mis | par | 2022-05-24 | 2022-05-24 00:00:00 | elec | 2022-05-24 |  | trane | - | n | y | - | 13.5
729764 | STM-018/070 | Solenoid Valve | wtbn | - | - | - | hfprt | parts | furn | furnace | mis | par | 2022-05-25 | 2022-05-25 00:00:00 | elec | 2022-05-25 | ACU-10 | acusteam | - | n | y | - | 75
447876 | PRV-1040705 | SAFETY RELIEF VALVE | wtbn | - | - | - | blprt | parts | bl | boiler | mis | par | 2022-05-27 | 2022-05-27 00:00:00 | gas | 2022-05-27 | R2KA 24/8 | radiant | - | n | y | - | 39.03
801894 | VSHP-FAN-080+R | VSHP FAN CABINET 080 PKG | htse | - | - | - | cacpr | parts | cac | air conditioners | - | inv | 2023-05-18 | 2023-05-18 00:00:00 | elec | 2022-05-30 |  | - | - | n | y | - | 3815.82
589105 | 0131F00033S | BLOWER MOTOR | wtbn | - | - | - | hfprt | parts | furn | furnace | mis | par | 2022-06-07 | 2022-06-07 00:00:00 | gas | 2022-06-07 |  | - | - | n | y | - | 432.83
896605 | 0259F00040S | HARNESS CONTROL | wtbn | - | - | - | hfprt | parts | furn | furnace | mis | par | 2022-06-13 | 2022-06-13 00:00:00 | gas | 2022-06-13 |  | - | - | n | y | - | 5.86
698796 | SFCAP40D5440R | 40 AND 5 DUAL RUN CAPACITOR | wtbn | - | - | - | acprt | parts | ac | air conditioning | mis | par | 2022-06-15 | 2022-06-15 00:00:00 | elec | 2022-06-15 |  | sfcap40d5440r | - | n | y | - | 12.08
336288 | SFCAP075440 | 7.5 MF 370V OVAL CAP | wtbn | - | - | - | acprt | parts | ac | air conditioning | mis | par | 2022-06-16 | 2022-06-16 00:00:00 | elec | 2022-06-16 |  | sfcap075440 | - | n | y | - | 6
462872 | SFCAP40D75440R | CAPACITOR DUAL, 40/7.5 MFD | wtbn | - | - | - | acprt | parts | ac | air conditioning | cpr | par | 2025-10-06 | 2025-10-06 00:00:00 | elec | 2022-06-16 | ROUND, 440V, W/O RESISTOR REPLACES CPT01032, CPT01032 | sfcap40d75440r | - | n | y | b | 30
486052 | ZR44K5E-PFV-830 | COMPRESSOR, R22, REPLACES PT# | car | - | - | - | acprt | parts | ac | air conditioning | cmp | par | 2022-06-17 | 2022-06-17 00:00:00 | elec | 2022-06-17 | ZR44KA-PFV-830 | carrier | - | n | y | - | 1168.76
345759 | 32634097000 | FAN BLADE | wtbn | - | - | - | acprt | parts | ac | air conditioning | mis | par | 2023-10-11 | 2022-06-24 00:00:00 | elec | 2022-06-24 |  | york | - | n | y | - | 137.92
395552 | 36-303R3744 | CAPACITOR DUAL 30/3 MFD 370V | wtbn | - | - | - | acprt | parts | ac | air conditioning | mis | par | 2022-07-04 | 2022-07-04 00:00:00 | elec | 2022-07-04 |  | 36-303r3744 | - | n | y | b | 14.71
351420 | 1002015006761 | CONDENSOR FAN MOTOR CARRIER | wtbn | - | - | - | acprt | parts | ac | air conditioning | mis | par | 2022-07-07 | 2022-07-07 00:00:00 | elec | 2022-07-07 | MODEL-38MAQB12R--301 | wolseley | - | n | y | - | 156.15
037145 | 0159F00004S | WIRING HARNESS/Amv90905dxbb | wtbn | - | - | - | hfprt | parts | furn | furnace | mis | par | 2022-07-15 | 2022-07-15 00:00:00 | gas | 2022-07-15 |  | goodman/amana | - | n | y | - | 357.62
145757 | 06801701/AA | BLOWER ASSY F/UG50-38TFPDV-N2E | wtbn | - | - | - | whprt | parts | wh | water heater | mis | par | 2022-07-25 | 2022-07-25 00:00:00 | gas | 2022-07-25 |  | giant | - | n | y | - | 675.05
548093 | 02440901000 | MOTOR | wtbn | - | - | - | hfprt | parts | furn | furnace | mis | par | 2025-05-23 | 2022-07-26 00:00:00 | gas | 2022-07-26 | DGUOB012UB | coleman | - | n | y | - | 435.38
827601 | 0171M000015 | VENTOR MOTOR | wtbn | - | - | - | hfprt | parts | furn | furnace | mis | par | 2022-07-31 | 2022-07-31 00:00:00 | gas | 2022-07-31 |  | 0171m000015 | - | n | y | - | 190.4
420329 | 2B824115TEG | Blower Wheel, AHC 31-18PT | redm | - | - | - | hfprt | parts | furn | furnace | mis | par | 2022-08-04 | 2022-08-04 00:00:00 | gas | 2022-08-04 |  | - | - | n | y | - | 576
258333 | 0121F00389S | BRACKET, DOOR SWITCH | wtbn | - | - | - | hfprt | parts | furn | furnace | mis | par | 2022-08-08 | 2022-08-08 00:00:00 | gas | 2022-08-08 |  | goodman | - | n | y | b | 49.02
909346 | 320-720-753 | CELL PANEL KIT (INLET) | wtbn | - | - | - | hfprt | parts | furn | furnace | mis | par | 2022-08-08 | 2022-08-08 00:00:00 | gas | 2022-08-08 | 58MXB060-08 | carrier | - | n | y | - | 242.61
517815 | S1-32436073553 | BLOWER MOTOR & MODULE | wtbn | - | - | - | hfprt | parts | furn | furnace | mis | par | 2022-08-09 | 2022-08-09 00:00:00 | gas | 2022-08-09 | Tm9v080b12mp11a | york | - | n | y | - | 1449.65
284646 | RAD-300105 | CERAMIC FIBRE ROUND TYPE | wtbn | - | - | - | whprt | parts | wh | water heater | mis | par | 2022-08-10 | 2022-08-10 00:00:00 | gas | 2022-08-10 | RADIANT MODEL R2K24 | wolseley | - | n | y | - | 42.63
024937 | 0131M00967SP | MOTOR, CONDENSER 1/8HP 1SP | wtbn | - | - | - | acprt | parts | ac | air conditioning | mor | par | 2022-08-18 | 2022-08-18 00:00:00 | elec | 2022-08-18 |  | goodman | - | n | y | - | 137.74
828276 | 8737034270 | RELIEF VALVE | wtbn | - | - | - | hfprt | parts | furn | furnace | mis | par | 2022-08-23 | 2022-08-23 00:00:00 | gas | 2022-08-23 |  | - | - | n | y | - | 236.15
117447 | 32GVCOUP02HH | 2" LONG COUPLINGS | ama | - | - | - | hfprt | parts | furn | furnace | - | inv | 2025-11-11 | 2022-08-26 00:00:00 | gas | 2022-08-26 |  | - | - | n | y | - | 1.56
534063 | AH66398X01 | DUAL ELECTRODE PACKING FOR | wtbn | - | - | - | whprt | parts | wh | water heater | mis | par | 2022-08-31 | 2022-08-31 00:00:00 | gas | 2022-08-31 | RINNAI R75LSIN | wolseley | - | n | y | - | 4.36
507516 | GASFSP11250 | GASTITE 3/4"X250' CSST BLK | wtbn | - | - | - | fcons | field consumables | opp | operations | - | inv | 2022-09-07 | 2022-09-07 00:00:00 | - | 2022-09-07 | FSP-11-250 GASTITE FLASHSHIELD CORRUGATED TUBING 250FT PER COIL | - | - | n | y | - | 7.22
244136 | VR8205Q2795T | GAS VALVE | wtbn | - | - | - | hfprt | parts | furn | furnace | mis | par | 2022-10-07 | 2022-10-07 00:00:00 | gas | 2022-10-07 | C9MVX060F12A1 | kenmore | - | n | y | - | 326.76
862402 | UPS15-55SFC | GRUNDFOS-STAINLESS STEEL BODYD | wtbn | - | - | - | blprt | parts | bl | boiler | mis | par | 2022-11-01 | 2022-11-01 00:00:00 | gas | 2022-11-01 |  | - | - | n | y | - | 606.1
782437 | 0154F00104 | GASKET COLLECTOR BOX | wtbn | - | - | - | hfprt | parts | furn | furnace | mis | par | 2022-11-07 | 2022-11-07 00:00:00 | gas | 2022-11-07 |  | - | - | n | y | b | 13.19
086219 | 73w19 | HI LIMIT SWITCH | wtbn | - | - | - | hfprt | parts | furn | furnace | swt | par | 2022-11-21 | 2022-11-21 00:00:00 | gas | 2022-11-21 |  | 73w19 | - | n | y | - | 87.02
667525 | 62-102636-81 | MAIN BOARD | wtbn | - | - | - | hfprt | parts | furn | furnace | mis | par | 2022-11-22 | 2022-11-22 00:00:00 | gas | 2022-11-22 |  | - | - | n | y | - | 231.65
080598 | 0164M00107 | HOSE, PRESSURE SWITCH REPLACES | wtbn | - | - | - | hfprt | parts | furn | furnace | mis | par | 2022-12-06 | 2022-12-06 00:00:00 | gas | 2022-12-06 | PT# 0164M00002 | goodman | - | n | y | - | 0.51
921640 | BGK-2S | 2-STG CONSTANT TORQUE FURNACE | wtbn | - | - | - | hfprt | parts | furn | furnace | mis | par | 2025-04-14 | 2022-12-07 00:00:00 | gas | 2022-12-07 | BLOWER GUARD KIT (INCL: PCB(PCBBF150), PRESS SW (0130F01057), WIRE-HARNESS (0159F00157)) | amana | - | n | y | - | 102.87
990572 | 0130F00647SP | PRESSURE SWITCH | wtbn | - | - | - | hfprt | parts | furn | furnace | mis | par | 2023-06-15 | 2022-12-22 00:00:00 | gas | 2022-12-22 | RECPLACES 0130F00647 | amana | - | n | y | a | 17.02
772941 | 3200819-301 | INDUCER MOTOR PLATE | wtbn | - | - | - | hfprt | parts | furn | furnace | mis | par | 2022-12-30 | 2022-12-30 00:00:00 | gas | 2022-12-30 |  | - | - | n | y | - | 27.34
535449 | 0257F00221 | HEAT EXCHANGER ASSEMBLY | wtbn | - | - | - | hfprt | parts | furn | furnace | hex | par | 2023-01-03 | 2023-01-03 00:00:00 | gas | 2023-01-03 |  | - | - | n | y | - | 359.46
373303 | C7089U1006 | OUTDOOR SENSOR | wtbn | - | - | - | hfprt | parts | furn | furnace | mis | par | 2023-01-11 | 2023-01-11 00:00:00 | gas | 2023-01-11 |  | - | - | n | y | - | 51.45
380831 | RAD-5500155 | NIPPLE 3/4" BSTP CONICAL | wtbn | - | - | - | whprt | parts | wh | water heater | mis | par | 2023-01-18 | 2023-01-18 00:00:00 | gas | 2023-01-18 |  | radiant | - | n | y | - | 41.64
CH0064 | EB-RSHM2PKC-01 | Ecobee Sensor - 2 Pack | wtbn | - | - | - | csnsr | smart sensor | chaut | smarter home automation | - | par | 2024-07-09 | 2024-03-28 00:00:00 | - | 2023-02-01 |  | - | - | n | y | - | 85.31
815223 | PV-18C40230 | TEMP AND PRESSURE RELIEF VALVE | wtbn | - | - | - | hfprt | parts | furn | furnace | mis | par | 2023-02-03 | 2023-02-03 00:00:00 | gas | 2023-02-03 |  | - | - | n | y | - | 84.41
181261 | RAD-30000254 | PRESSURE SWITCH | wtbn | - | - | - | hfprt | parts | furn | furnace | mis | par | 2023-02-06 | 2023-02-06 00:00:00 | gas | 2023-02-06 |  | - | - | n | y | - | 41.99
865253 | RAD-30000262 | PRESSURE SWITCH | wtbn | - | - | - | blprt | parts | bl | boiler | mis | par | 2023-02-06 | 2023-02-06 00:00:00 | gas | 2023-02-06 |  | - | - | n | y | - | 117.21
133623 | LFLM490-102 | MIXING VALVE - SWEAT-1/2" | wtbn | - | - | - | whprt | parts | wh | water heater | mis | par | 2024-02-12 | 2023-02-08 00:00:00 | gas | 2023-02-08 | -60DEG F- 120DEG F(16DEG C-49DEG C) - UP TO 26GPM@60PSI - LEAD-FREE | watts | - | n | y | - | 98.36
259767 | 415-529-44-01 | GAS VALVE W/ THERMOPILE UPGRAD | wtbn | - | - | - | whprt | parts | wh | water heater | mis | par | 2023-02-21 | 2023-02-21 00:00:00 | gas | 2023-02-21 |  | - | - | n | y | - | 440
942360 | 511-100005 | LOW WATER CUT OFF/WEIL MCLAIN | wtbn | - | - | - | hfprt | parts | furn | furnace | mis | par | 2023-02-21 | 2023-02-21 00:00:00 | gas | 2023-02-21 |  | - | - | n | y | - | 338.07
715927 | C7089R1013U | HONEYWELL WIRELESS OD SENSOR | don | - | - | - | hfprt | parts | furn | furnace | - | par | 2023-03-02 | 2023-03-02 00:00:00 | - | 2023-03-02 | HONEYWELL WIRELESS OUTDOOR SENSOR HONEC708R1013U | honeywell | sensors | n | y | - | 147.73
033791 | 024-40901-000 | MOTOR, BLOWER DD 1/2HP | wtbn | - | - | - | hfprt | parts | furn | furnace | mor | par | 2023-03-04 | 2023-03-04 00:00:00 | gas | 2023-03-04 | REPLACES 02435647000 | york | - | n | y | b | 425.12
992352 | 649802024-02 | CIRCUIT BOARD | wtbn | - | - | - | blprt | parts | bl | boiler | com | inv | 2023-03-20 | 2023-03-20 00:00:00 | gas | 2023-03-20 |  | 649802024-02 | - | n | y | - | 5.54
301255 | 64980224-02 | CIRCUIT BOARD | wtbn | - | - | - | blprt | parts | bl | boiler | com | par | 2023-03-21 | 2023-03-21 00:00:00 | gas | 2023-03-21 |  | 64980224-02 | - | n | y | - | 174.72
341978 | 42-105499-06 | PRESSURE SWITCH/RHEEM RUUD | wtbn | - | - | - | hfprt | parts | furn | furnace | swp | par | 2023-04-28 | 2023-04-28 00:00:00 | gas | 2023-04-28 |  | rheem/ruud | - | n | y | - | 47.02
515461 | 1000100158 | 2"x4"x10 SPF DIMENSION LUMBER | hodc | f01161 | dnu | 2025-02-24 00:00:00 | fcons | field consumables | opp | operations | - | inv | 2025-03-14 | 2023-05-11 00:00:00 | - | 2023-05-11 |  | - | - | n | y | - | 6.91
419191 | VSHPe-FAN-100+R | VSHP FAN CABINET PKG +R 100 | htse | - | - | - | cacpr | parts | cac | air conditioners | - | inv | 2025-09-19 | 2025-09-19 00:00:00 | elec | 2023-05-17 |  | omega | - | n | y | - | 4757.84
855910 | VSHP-FAN-100+R | VSHP FAN CABINET 100 PKG | htse | - | - | - | cacpr | parts | cac | air conditioners | - | inv | 2023-05-17 | 2023-05-17 00:00:00 | elec | 2023-05-17 |  | - | - | n | y | - | 3960.82
150773 | BRR NTI TRX150C | BL NTI BLDR 150K .96EF | desc | se0665 | - | - | blhe | high efficiency | bl | boiler | - | inv | 2025-04-11 | 2024-04-15 00:00:00 | gas | 2023-05-30 | NTI: Builder Rental Replacement ONLY TRX150 | nti | boiler | y | y | - | 2725.2
262615 | BRR NTI TRX120 | BL NTI BLDR 120K .96EF | desc | 821944 | - | - | blhe | high efficiency | bl | boiler | - | inv | 2025-04-11 | 2023-05-30 00:00:00 | gas | 2023-05-30 | NTI: Builder Rental Replacement ONLY TRX120 | nti | boiler | y | y | - | 2482.9
701912 | BRR NTI TRX199 | BL NTI BLDR 199K .96EF | desc | 043492 | - | - | blhe | high efficiency | bl | boiler | - | inv | 2025-04-11 | 2024-04-15 00:00:00 | gas | 2023-05-30 | NTI: Builder Rental Replacement ONLY TRX199 | nti | boiler | y | y | - | 2999
592515 | 0130M00089SP | SWITCH, HIGH PRESSURE | wtbn | - | - | - | hfprt | parts | furn | furnace | swp | par | 2023-06-05 | 2023-06-05 00:00:00 | gas | 2023-06-05 |  | - | - | n | y | - | 57.38
590738 | HE33936A155A0000A | 2 1/2 TON EVAPORATOR COIL | wtbn | - | - | - | acprt | parts | ac | air conditioning | mis | par | 2023-06-13 | 2023-06-13 00:00:00 | elec | 2023-06-13 |  | he33936a155a0000a | - | n | y | - | 577.15
008848 | HE31130A140A059 | 2.5 TON 410A PISTON COIL | wtbn | - | - | - | acprt | parts | ac | air conditioning | mis | par | 2023-06-23 | 2023-06-23 00:00:00 | elec | 2023-06-23 |  | - | - | n | y | - | 292.79
204474 | CNPVP2417ALAAAAA | 2 TON CASED COIL | wtbn | - | - | - | acprt | parts | ac | air conditioning | cls | par | 2023-06-26 | 2023-06-26 00:00:00 | elec | 2023-06-26 |  | cnpvp2417alaaaaa | - | n | y | - | 293.25
492555 | RAD-1202884 | SENSOR PORT FITTING INLET WATR | wtbn | - | - | - | whprt | parts | wh | water heater | mis | par | 2023-07-05 | 2023-07-05 00:00:00 | gas | 2023-07-05 | SFK 57 | radiant | - | n | y | - | 133.67
563713 | 36-353R3744 | CAPACITOR | wtbn | - | - | - | acprt | parts | ac | air conditioning | mis | par | 2025-05-23 | 2023-07-06 00:00:00 | elec | 2023-07-06 |  | 36-353r3744 | - | n | y | b | 16.3
665666 | SFCAP075440R | CAPACITOR, RUN 7.5MFD ROUND | wtbn | - | - | - | acprt | parts | ac | air conditioning | cpr | par | 2023-07-13 | 2023-07-13 00:00:00 | elec | 2023-07-13 | 440V | trane | - | n | y | - | 6.2
617448 | BRR NTI TRX199C | BL NTI BLDR 199K .96EF COMBI | wtbn | se0666 | - | - | blhe | high efficiency | bl | boiler | - | inv | 2025-04-11 | 2024-04-15 00:00:00 | gas | 2023-08-25 | NTI: Builder Rental Replacement ONLY TRX199C combi boiler | nti | boiler | y | y | - | 2999
800558 | BRR NTI TRX120C | BL NTI BLDR 120K .96EF COMBI | wtbn | 821944 | - | - | blhe | high efficiency | bl | boiler | - | inv | 2025-04-11 | 2023-08-25 00:00:00 | gas | 2023-08-25 | NTI: Builder Rental Replacement ONLY TRX120C combi boiler | nti | boiler | y | y | - | 2482.9
928916 | BGK-2S� | BLOWER GUARD KIT | ama | - | - | - | hfprt | parts | furn | furnace | - | inv | 2023-09-07 | 2023-09-07 00:00:00 | - | 2023-09-07 |  | - | - | n | y | - | 71.33
946255 | 0164M000107 | HOSE F/PRESSURE SWITCH | wtbn | - | - | - | hfprt | parts | furn | furnace | mis | par | 2024-02-06 | 2023-09-12 00:00:00 | gas | 2023-09-12 | REPLACES 0164M00002 | 0164m000107 | - | n | y | - | 0.49
957556 | Z46FK- | FP - FAN KIT W/VAR SPD WALL CL | nate | - | - | - | fpacc | accessories | fp | fireplaces | - | inv | 2023-09-12 | 2023-09-12 00:00:00 | gas | 2023-09-12 | Kingsman: Fan kit with variable speed wall mount control temp sensing | kingsman | fireplace | n | y | - | 217.51
546887 | HE33936A155A0000AP | 11/2-3T COIL | wtbn | - | - | - | acprt | parts | ac | air conditioning | mis | par | 2023-09-14 | 2023-09-14 00:00:00 | elec | 2023-09-14 |  | - | - | n | y | - | 709.68
395811 | RTG202122BE | IGNITION SENSOR/ DCRTGH95DVLN | wtbn | - | - | - | whprt | parts | wh | water heater | mis | par | 2023-09-15 | 2023-09-15 00:00:00 | gas | 2023-09-15 |  | rheem | - | n | y | - | 25.82
833315 | EBRSHM2PKC-01 | Ecobee Sensor | wtbn | - | - | - | hfprt | parts | furn | furnace | mis | par | 2023-09-27 | 2023-09-27 00:00:00 | gas | 2023-09-27 |  | - | - | n | y | - | 84
924865 | 0154F00099SP | COLLECTOR BOX GASKET/AMANA | wtbn | - | - | - | hfprt | parts | furn | furnace | mis | par | 2024-12-11 | 2024-12-11 00:00:00 | gas | 2023-09-28 | REPLACES 0154F00099 | amana | - | n | y | - | 8.91
780212 | 335M2030CAN | PRESSURE RELIEF VALVE 3/4" RE2 | wtbn | - | - | - | hfprt | parts | furn | furnace | swt | par | 2023-10-10 | 2023-10-10 00:00:00 | gas | 2023-10-10 |  | 335m2030can | - | n | y | - | 24.44
338367 | ML14XC1S-042-230 | A/C - LENN 3.5 TON 14 SEER 41A | lenn | 096575 | dns | 2025-07-14 00:00:00 | achf | high efficiency | ac | air conditioning | - | inv | 2025-07-14 | 2023-10-23 00:00:00 | elec | 2023-10-23 | Lennox: 3.5 Ton Air Conditioner - 14 SEER; 410A Refrigerant cat | lennox | air conditioner | y | y | - | 1168
830935 | 6008474001 | IONIZATION ELECTRODE W/CABLE | wtbn | - | - | - | blprt | parts | bl | boiler | eli | par | 2024-03-15 | 2023-11-01 00:00:00 | gas | 2023-11-01 | REPLACES PT# 84740-1 | ntc inc | - | n | y | - | 61.62
716561 | 8716771150 | 0 RING ZWB42 | wtbn | - | - | - | whprt | parts | wh | water heater | swt | par | 2023-11-06 | 2023-11-06 00:00:00 | gas | 2023-11-06 |  | 8716771150 | - | n | y | - | 50.99
592240 | 0271F00462 | BLOWER HOUSING | wtbn | - | - | - | hfprt | parts | furn | furnace | mis | par | 2023-11-14 | 2023-11-14 00:00:00 | gas | 2023-11-14 |  | 0271f00462 | - | n | y | - | 219.62
583158 | 0271F00462S | BLOWER HOUSING | wtbn | - | - | - | hfprt | parts | furn | furnace | swt | par | 2023-11-16 | 2023-11-16 00:00:00 | gas | 2023-11-16 |  | 0271f00462s | - | n | y | - | 219.62
729947 | 383-700-353 | WIRE HARNESS/ECO TEC | wtbn | - | - | - | hfprt | parts | furn | furnace | mis | par | 2023-11-27 | 2023-11-27 00:00:00 | gas | 2023-11-27 |  | - | - | n | y | - | 42.09
790487 | 383-700-353 | WIRING HARNESS | wtbn | - | - | - | hfprt | parts | furn | furnace | mis | par | 2023-11-30 | 2023-11-30 00:00:00 | gas | 2023-11-30 |  | - | - | n | y | - | 42.09
288198 | 30013126A | EXTERNAL FLOW SWITCH | wtbn | - | - | - | whprt | parts | wh | water heater | swt | par | 2023-12-06 | 2023-12-06 00:00:00 | gas | 2023-12-06 |  | navian | - | n | y | - | 69.45
507636 | 0271F00074S | HOUSING, BLOWER REPLACES 0271F | wtbn | - | - | - | hfprt | parts | furn | furnace | bwa | par | 2024-01-11 | 2024-01-11 00:00:00 | gas | 2024-01-11 | 00074 | goodman | - | n | y | - | 144.44
384256 | 0154F00104S | COLLECTOR BOX GASKET | wtbn | - | - | - | hfprt | parts | furn | furnace | mis | par | 2025-12-31 | 2025-12-31 00:00:00 | gas | 2024-01-18 | REPLACES 0154F00019 | goodman | - | n | y | - | 68.56
320813 | 121F00467S | BRACKET TOP | wtbn | - | - | - | hfprt | parts | furn | furnace | mis | par | 2024-01-19 | 2024-01-19 00:00:00 | gas | 2024-01-19 |  | goodman | - | n | y | - | 65.28
179992 | 0257F00143 | HFEX | wtbn | - | - | - | hfprt | parts | furn | furnace | mis | par | 2024-01-29 | 2024-01-29 00:00:00 | gas | 2024-01-29 |  | amana | - | n | y | - | 953.31
292267 | 0171M0001S | MOTOR | wtbn | - | - | - | whprt | parts | wh | water heater | mis | par | 2024-01-30 | 2024-01-30 00:00:00 | gas | 2024-01-30 |  | 0171m0001s | - | n | y | - | 171.26
478237 | 0154F0099SP | COLLECTOR BOX | wtbn | - | - | - | hfprt | parts | furn | furnace | mis | par | 2024-02-02 | 2024-02-02 00:00:00 | gas | 2024-02-02 | GMVC960803BN | goodman | - | n | y | - | 7.95
916500 | 025290411711 | HIGH LIMIT | wtbn | - | - | - | hfprt | parts | furn | furnace | swt | par | 2024-02-05 | 2024-02-05 00:00:00 | gas | 2024-02-05 |  | 025290411711 | - | n | y | - | 55.26
870707 | P323664 | SWITCH VENT SAFETY | wtbn | - | - | - | hfprt | parts | furn | furnace | mis | inv | 2024-02-10 | 2024-02-10 00:00:00 | gas | 2024-02-10 |  | p323664 | - | n | y | - | 153.75
878012 | P323664 | SWITCH VENT SAFETY | wtbn | - | - | - | hfprt | parts | furn | furnace | mis | inv | 2024-02-10 | 2024-02-10 00:00:00 | gas | 2024-02-10 |  | p323664 | - | n | y | - | 153.75
482246 | RAD-260068LA | T CONNECTION | wtbn | - | - | - | whprt | parts | wh | water heater | mis | par | 2024-02-22 | 2024-02-22 00:00:00 | gas | 2024-02-22 | SFK 56 | radiant | - | n | y | - | 37.28
010106 | MIVK-T-LW� | PLUMBING INSTAL VALVE KIT THRD | rncp | - | - | - | whprt | parts | wh | water heater | - | par | 2025-09-09 | 2025-09-09 00:00:00 | gas | 2024-03-01 | Plumbing Installation Valve Kit Threaded�� | rinnai | - | y | y | - | 60.02
807851 | 0121F00469S | ORIFICE BRACKET | wtbn | - | - | - | hfprt | parts | furn | furnace | mis | par | 2024-03-14 | 2024-03-14 00:00:00 | gas | 2024-03-14 |  | goodman | - | n | y | - | 70.94
196117 | BRR NTI TRX150 | BL NTI BLDR 150K .96EF | indm | 122606 | - | - | blhe | high efficiency | bl | boiler | - | inv | 2025-04-11 | 2024-03-22 00:00:00 | gas | 2024-03-22 | NTI Boiler: 150,000 BTU, 0.96 Efficiency, Builder | nti | boiler | y | y | - | 2724.2
590942 | EBSTATE6PC01 | ECOBEE PREMIUM TSTAT | wtbn | - | - | - | hfprt | parts | furn | furnace | ths | par | 2024-03-28 | 2024-03-28 00:00:00 | gas | 2024-03-28 |  | ebstate6pc01 | - | n | y | - | 336.81
210461 | 22000412-A | DIP TUBE W/HEAT TRAP | wtbn | - | - | - | whprt | parts | wh | water heater | dpt | par | 2024-04-26 | 2024-04-26 00:00:00 | gas | 2024-04-26 |  | giant | - | n | y | - | 26.98
098814 | 174031MF-013 | CIRCULATION PUMP 1/12HP | wtbn | - | - | - | whprt | parts | wh | water heater | mis | par | 2024-04-29 | 2024-04-29 00:00:00 | gas | 2024-04-29 |  | groundfos | - | n | y | - | 525.2
761439 | 803330000005 | RELAY FOR CMA | wtbn | - | - | - | acprt | parts | ac | air conditioning | mis | par | 2024-05-07 | 2024-05-07 00:00:00 | elec | 2024-05-07 |  | rheem | - | n | y | - | 254.31
880447 | 80330000005 | RELAY | wtbn | - | - | - | acprt | parts | ac | air conditioning | mis | par | 2024-05-08 | 2024-05-08 00:00:00 | elec | 2024-05-08 |  | comfort-aire | - | n | y | - | 254.25
F01125 | 32GVDCOUP02HH | 2" DEEP COUPLINGS | ama | - | - | - | hfprt | parts | furn | furnace | - | inv | 2025-05-12 | 2024-07-30 00:00:00 | gas | 2024-05-16 |  | - | - | n | y | - | 2.55
F01128 | GASFSP1150 | GASTITE 3/4"X50' CSST BLK | wtbn | - | - | - | fcons | field consumables | opp | operations | - | inv | 2024-05-17 | 2024-05-17 00:00:00 | - | 2024-05-17 | GASTITE BLACK FLASHSHIELD | - | - | n | y | - | 5.18
512967 | HE32936A155A000AP | 3 TON EVAP COIL | wtbn | - | - | - | acprt | parts | ac | air conditioning | cls | par | 2024-05-24 | 2024-05-24 00:00:00 | elec | 2024-05-24 |  | he32936a155a000ap | - | n | y | - | 891.12
344329 | TP-CAP-30/3/440/R | RUN CAP | wtbn | - | - | - | hfprt | parts | furn | furnace | mis | par | 2024-06-10 | 2024-06-10 00:00:00 | gas | 2024-06-10 |  | $149 | - | n | y | - | 25.66
404209 | Glow C95 | BL GLO 95K .94EF COMBI | glow | - | - | - | blhe | high efficiency | bl | boiler | - | inv | 2025-06-18 | 2024-06-20 00:00:00 | gas | 2024-06-20 | Glow Boiler: 95,000 BTU, 0.94 Efficiency, Combi | glow | boiler | n | y | - | 2212.6
886305 | 0130F00647SPX | PRESSURE SWITCH | wtbn | - | - | - | hfprt | parts | furn | furnace | - | par | 2024-07-02 | 2024-06-26 00:00:00 | gas | 2024-06-26 |  | amama | - | n | y | - | 16.94
362707 | SMF PP2005TL | Sediment Cartridge 1/4 TurnROS | excw | - | - | - | whprt | parts | wh | water heater | - | inv | 2025-01-24 | 2024-07-09 00:00:00 | - | 2024-07-09 |  | - | - | n | y | - | 16
533713 | SMF CBC2005TL | Carbon Block 1/4 Turn ROS | excw | - | - | - | whprt | parts | wh | water heater | - | inv | 2025-01-24 | 2024-07-09 00:00:00 | - | 2024-07-09 |  | - | - | n | y | - | 20
962388 | ZPS20K5EPFV830 | COMPRESSOR | wtbn | - | - | - | acprt | parts | ac | air conditioning | mis | par | 2024-07-17 | 2024-07-17 00:00:00 | elec | 2024-07-17 |  | 149 | - | n | y | - | 2159.25
142600 | BSTATE6PC01 | ECOBEE STAT | wtbn | - | - | - | hfprt | parts | furn | furnace | mis | par | 2024-07-29 | 2024-07-29 00:00:00 | elec | 2024-07-29 |  | ecobee | - | n | y | - | 318.05
628887 | 0244091000 | BLOWER MOTOR 1/2 HP | wtbn | - | - | - | hfprt | parts | furn | furnace | mis | par | 2024-07-30 | 2024-07-30 00:00:00 | gas | 2024-07-30 |  | york | - | n | y | - | 387.42
412046 | SFCAP35D5440R | CAPACITOR, DUAL 35/5MFD REPLAC | wtbn | - | - | - | acprt | parts | ac | air conditioning | cpr | par | 2024-08-06 | 2024-08-06 00:00:00 | elec | 2024-08-06 | ES PT# CPT00977 | trane | - | n | y | - | 13.73
448704 | CNPV2417ALAAAAA | CASE COIL TX | carr | - | - | - | acprt | parts | ac | air conditioning | mis | par | 2024-08-06 | 2024-08-06 00:00:00 | elec | 2024-08-06 |  | - | - | n | y | - | 321.8
503103 | PNBD000001 | H2AIR KIT - INCLUDES | wtbn | - | - | - | whprt | parts | wh | water heater | mis | par | 2025-11-24 | 2024-09-25 00:00:00 | gas | 2024-09-25 | CONTROLLER, CABLE, FLOW SWITCH, OAT SENSOR - FOR NAVIEN NPE-A2 SERIES TANKLESS WATER HEATERS | navien | - | n | y | - | 182.33
762323 | JV125-160 | DRAFTHOOD KIT, JV125/160 | wtbn | - | - | - | hfprt | parts | furn | furnace | mis | par | 2025-08-18 | 2024-10-07 00:00:00 | gas | 2024-10-07 |  | - | - | n | y | - | 363.39
028245 | 0161F00037S | INTAKE FITTING | wtbn | - | - | - | hfprt | parts | furn | furnace | mis | par | 2024-10-30 | 2024-10-30 00:00:00 | gas | 2024-10-30 |  | - | - | n | y | - | 44.33
986146 | 60008474001 | IONIZER | wtbn | - | - | - | hfprt | parts | furn | furnace | mis | par | 2024-11-05 | 2024-11-05 00:00:00 | gas | 2024-11-05 |  | - | - | n | y | - | 72.29
715294 | 239-45073-000 | COLD INLET HEAT TRAP BRAD WH | wtbn | - | - | - | whprt | parts | wh | water heater | mis | par | 2024-11-18 | 2024-11-18 00:00:00 | gas | 2024-11-18 |  | 239-45073-000 | - | n | y | - | 9.85
168504 | 220000412-A | DIP TUBE W/HEAT TRAP | wtbn | - | - | - | whprt | parts | wh | water heater | dpt | par | 2024-11-22 | 2024-11-22 00:00:00 | gas | 2024-11-22 |  | - | - | n | y | - | 26.99
890089 | PAD-A041725-051 | HUMIDIFIER PAD F/HFT2700 | wtbn | - | - | - | hfprt | parts | furn | furnace | mis | par | 2024-12-03 | 2024-12-03 00:00:00 | elec | 2024-12-03 |  | pad-a041725-051 | - | n | y | - | 28.24
248156 | Tp-cap-15/440 | RUN CAPACITOR - 15MFD 440V - | wtbn | - | - | - | hfprt | parts | furn | furnace | cpr | par | 2025-01-10 | 2025-01-10 00:00:00 | gas | 2025-01-10 | OVAL REPLACES Tp-cap-15/440 | carrier | - | n | y | - | 9.03
666509 | 0159F00035S | WIRING HARNESS | wtbn | - | - | - | hfprt | parts | furn | furnace | wrg | par | 2025-01-23 | 2025-01-23 00:00:00 | gas | 2025-01-23 |  | - | - | n | y | - | 15.06
416812 | 42-106209-01K | DUAL PRESSURE SWITCH RHEEM | nobl | - | - | - | hfprt | parts | furn | furnace | mis | par | 2025-02-20 | 2025-02-20 00:00:00 | gas | 2025-02-20 |  | $149/hr | - | n | y | - | 69.47
923788 | 47-25350-07K | KIT, MAIN LIMIT - AUTO RESET | don | - | - | - | hfprt | parts | furn | furnace | hlc | par | 2025-02-20 | 2025-02-20 00:00:00 | gas | 2025-02-20 | REPLACES 47-25350-07 | rheem | - | n | y | - | 11.87
992839 | RAD-3000262 | PRESSURE SWITCH REPLACES PT# | wtbn | - | - | - | blprt | parts | bl | boiler | swp | par | 2025-05-23 | 2025-02-24 00:00:00 | gas | 2025-02-24 | 3000262 | radiant | - | n | y | - | 114.91
F01161 | 1000100158 | 2"x4"x10FT SPF LUMBER | hodc | - | - | - | fcons | field consumables | opp | operations | - | inv | 2025-11-28 | 2025-02-24 00:00:00 | - | 2025-02-24 |  | - | - | n | y | - | 5.98
208298 | RAD-26068LA | T CONNECTION 3/4 | wtbn | - | - | - | whprt | parts | wh | water heater | mis | par | 2025-03-03 | 2025-03-03 00:00:00 | gas | 2025-03-03 |  | radiant | - | n | y | - | 39.96
960193 | 0121F00467S | BRACKET TOP GOODMAN | wtbn | - | - | - | hfprt | parts | furn | furnace | mis | par | 2025-03-06 | 2025-03-06 00:00:00 | gas | 2025-03-06 |  | goodman | - | n | y | - | 8.28
905755 | 0131F00178SC | MODULE F/BLOWER MOTOR | wtbn | - | - | - | hfprt | parts | furn | furnace | mor | par | 2025-03-17 | 2025-03-17 00:00:00 | gas | 2025-03-17 |  | goodman | - | n | y | - | 317.91
939999 | 0131F00178SL | MOTOR, BLOWER WITHOUT MODULE | wtbn | - | - | - | hfprt | parts | furn | furnace | mor | par | 2025-03-17 | 2025-03-17 00:00:00 | gas | 2025-03-17 | REPLACES PT# 0131F00178S | goodman | - | n | y | - | 467.13
226472 | 47-25350-01K | LIMIT CONTROL | wtbn | - | - | - | hfprt | parts | furn | furnace | hlc | par | 2025-03-25 | 2025-03-25 00:00:00 | gas | 2025-03-25 |  | make | - | n | y | - | 11.49
748115 | ST912U1011 | HONEYWELL UNIVERSAL FAN TIMER | wtbn | - | - | - | hfprt | parts | furn | furnace | com | par | 2025-04-13 | 2025-04-13 00:00:00 | gas | 2025-04-13 |  | keeprite | - | n | y | - | 258.62
200030 | 0121F00455S | BRACKET BURNER | wtbn | - | - | - | hfprt | parts | furn | furnace | mis | par | 2025-04-14 | 2025-04-14 00:00:00 | gas | 2025-04-14 | AMVC960603BNAA | goodman | - | n | y | - | 71.76
468141 | 024-4901-000 | BLOWER MOTOR YORK | wtbn | - | - | - | hfprt | parts | furn | furnace | mor | par | 2025-04-21 | 2025-04-21 00:00:00 | gas | 2025-04-21 |  | york | - | n | y | - | 399.25
197303 | 068017012A | venter motor | wtbn | - | - | - | whprt | parts | wh | water heater | vea | par | 2025-05-16 | 2025-05-16 00:00:00 | gas | 2025-05-16 |  | giant | - | n | y | - | 631.52
785591 | 11002015a01257 | FAN MOTOR | wtbn | - | - | - | acprt | parts | ac | air conditioning | mis | par | 2025-05-21 | 2025-05-21 00:00:00 | elec | 2025-05-21 |  | carrier | - | n | y | - | 78.61
905251 | 11002015a01257 | FAN MOTOR | wtbn | - | - | - | hfprt | parts | furn | furnace | mor | par | 2025-05-21 | 2025-05-21 00:00:00 | gas | 2025-05-21 |  | - | - | n | y | - | 78.61
427186 | N4A318AK-BB | AC CAR 1.5T 13SR R410 BB | car | - | - | - | achf | high efficiency | ac | air conditioning | - | inv | 2025-05-27 | 2025-05-27 00:00:00 | elec | 2025-05-27 | AC Buyback - 1.5 Tons; 13 SEER KEEPRITE | carrier | air conditioner | y | y | - | 1500
BB0005 | N4A318AKF-BB | AC KPRT 1.5T 13SR R410 BB | sftp | - | - | - | achf | high efficiency | ac | air conditioning | - | inv | 2025-05-30 | 2025-05-27 00:00:00 | elec | 2025-05-27 | AC Buyback - 1.5 Tons; 13 SEER KEEPRITE | carrier | air conditioner | y | y | - | 1500
055948 | 0131F00035SL | BLOWER MOTOR,1/2 HP,115 VOLT | good | - | - | - | hfprt | parts | furn | furnace | mis | par | 2025-05-29 | 2025-05-29 00:00:00 | gas | 2025-05-29 |  | goodman | - | n | y | - | 467.15
206263 | 0130F00033SL | MEMORY CARD F/AMANA HF - GMVCX | wtbn | - | - | - | hfprt | parts | furn | furnace | mis | par | 2025-06-11 | 2025-06-11 00:00:00 | gas | 2025-06-11 |  | amana | - | n | y | - | 317.44
646781 | 0131F00033SL | AMANA MEMORY CARD FURNACE | wtbn | - | - | - | hfprt | parts | furn | furnace | mis | par | 2025-06-12 | 2025-06-12 00:00:00 | gas | 2025-06-12 |  | amana/goodman | - | n | y | - | 317.44
613141 | 62-24164-01K | IGNITOR KIT | wtbn | - | - | - | hfprt | parts | furn | furnace | igm | par | 2025-06-18 | 2025-06-18 00:00:00 | gas | 2025-06-18 |  | make | - | n | y | - | 18.42
806764 | PP3585KT | MOTOR, DD AMANA | wtbn | - | - | - | hfprt | parts | furn | furnace | mis | par | 2025-06-19 | 2025-06-19 00:00:00 | gas | 2025-06-19 |  | amana | - | n | y | - | 463.43
544574 | 0130F00435S | DUAL PRESSURE SWITCH | wtbn | - | - | - | hfprt | parts | furn | furnace | swp | par | 2026-01-12 | 2025-06-21 00:00:00 | gas | 2025-06-21 | AMVC960603BN REPLACES 0130F00435 | amana | - | n | y | a | 45.85
216732 | HE34942A170A0000A | EVAPCOIL 3.5TON R410 17"W,19D | wtbn | - | - | - | acprt | parts | ac | air conditioning | mis | par | 2025-06-30 | 2025-06-30 00:00:00 | elec | 2025-06-30 |  | adp | - | n | y | - | 795.05
125586 | 65118721 | RETURN GROUP | wtbn | - | - | - | blprt | parts | bl | boiler | mis | inv | 2025-07-22 | 2025-07-22 00:00:00 | gas | 2025-07-22 |  | slant/fin | - | n | y | - | 174.42
378185 | 65118721 | RETURN GROUP | wtbn | - | - | - | blprt | parts | bl | boiler | mis | inv | 2025-07-22 | 2025-07-22 00:00:00 | gas | 2025-07-22 |  | slant/fin | - | n | y | - | 174.42
360198 | 131M00967SP | COND FAN MOTOR | wtbn | - | - | - | acprt | parts | ac | air conditioning | mor | par | 2025-07-29 | 2025-07-29 00:00:00 | elec | 2025-07-29 |  | goodman | - | n | y | - | 141.34
901484 | PP3585KT | MOTOR, DD AMANA | wtbn | - | - | - | hfprt | parts | furn | furnace | mis | par | 2025-07-30 | 2025-07-30 00:00:00 | gas | 2025-07-30 |  | amana | - | n | y | - | 463.43
548800 | 265-47439-08-032 | BURNER ASSEMBLY BRADFORD WHITE | wtbn | - | - | - | whprt | parts | wh | water heater | mis | par | 2025-08-18 | 2025-08-18 00:00:00 | gas | 2025-08-18 |  | - | - | n | y | - | 172.24
307433 | S132436073553 | MTR BLW PRGR | wtbn | - | - | - | acprt | parts | ac | air conditioning | mis | par | 2025-08-19 | 2025-08-19 00:00:00 | elec | 2025-08-19 |  | york | - | n | y | - | 2287.24
654053 | 62-104061-05K | INT FURNACE CTRL KIT | wtbn | - | - | - | acprt | parts | ac | air conditioning | igm | par | 2025-09-22 | 2025-09-22 00:00:00 | elec | 2025-09-22 |  | make | - | n | y | - | 445.18
762773 | PSCP15WS20-T | CONDENSATE PUMP | wtbn | - | - | - | hfprt | parts | furn | furnace | cop | par | 2025-10-09 | 2025-10-09 00:00:00 | gas | 2025-10-09 | WITH SAFETY SWITCH,1/50HP,3/8" BARBED CHECK VALVE REPLACES VCMA15ULS AND VCMA15ULST & PSCP15WS20T | pro select | - | n | y | a | 51.98
312953 | 383-800-22 | JACKET BOTTOM PANEL | wtbn | - | - | - | hfprt | parts | furn | furnace | mis | par | 2025-10-17 | 2025-10-17 00:00:00 | gas | 2025-10-17 |  | weil mclain | - | n | y | - | 299.21
906541 | 383-800-221 | JACKET BOTTOM PANEL KIT | wtbn | - | - | - | hfprt | parts | furn | furnace | mis | par | 2025-10-17 | 2025-10-17 00:00:00 | gas | 2025-10-17 |  | weil mclain | - | n | y | - | 299.21
649032 | SRV2326130 | MODULE, CONTROL IFT | wtbn | - | - | - | fpprt | parts | fp | fireplaces | mis | par | 2025-10-31 | 2025-10-31 00:00:00 | gas | 2025-10-31 |  | redmond | - | n | y | - | 188.33
454102 | 68-104346-01K | WATER TRAP | wtbn | - | - | - | hfprt | parts | furn | furnace | mis | par | 2025-11-05 | 2025-11-05 00:00:00 | gas | 2025-11-05 |  | rheem | - | n | y | - | 30.32
445900 | 0130F00645S | DUAL PRESSURE SWITCH | wtbn | - | - | - | hfprt | parts | furn | furnace | mis | par | 2025-11-07 | 2025-11-07 00:00:00 | gas | 2025-11-07 |  | goodman | - | n | y | - | 47.52
962089 | 47-25350-05K | LIMIT SWITCH KIT | nblt | - | - | - | whprt | parts | wh | water heater | swt | par | 2025-11-11 | 2025-11-11 00:00:00 | gas | 2025-11-11 |  | make | - | n | y | - | 8.99
055032 | 0130F00439S | -0.1/-1.2 in. WC 2-Stage Air h | wtbn | - | - | - | hfprt | parts | furn | furnace | mis | par | 2025-11-20 | 2025-11-20 00:00:00 | gas | 2025-11-20 |  | goodman | - | n | y | - | 41.77
405454 | 42-105499-06k | PRESSURE SWITCH KIT -0.80 | wtbn | - | - | - | hfprt | parts | furn | furnace | swt | par | 2025-12-02 | 2025-12-02 00:00:00 | gas | 2025-12-02 |  | rheem | - | n | y | - | 15.48
734290 | 68-100651-01K | CONDENSATE TRAP | wtbn | - | - | - | hfprt | parts | furn | furnace | mis | par | 2025-12-02 | 2025-12-02 00:00:00 | gas | 2025-12-02 |  | rheem | - | n | y | - | 54.74
649896 | 0121F00439S | PRIMARY LIMIT | wtbn | - | - | - | hfprt | parts | furn | furnace | hlc | par | 2025-12-03 | 2025-12-03 00:00:00 | gas | 2025-12-03 |  | make | - | n | y | - | 35.67
840464 | 0130M00141S | INDUCTOR COIL 5.9AMP REPLACES | wtbn | - | - | - | hfprt | parts | furn | furnace | mis | par | 2025-12-12 | 2025-12-12 00:00:00 | gas | 2025-12-12 | PT# B1141666 | goodman | - | n | y | - | 31.17
438940 | 0130F00434S | DUAL PRESSURE SWITCH/GOODMAN | wtbn | - | - | - | hfprt | parts | furn | furnace | mis | par | 2025-12-15 | 2025-12-15 00:00:00 | gas | 2025-12-15 |  | goodman | - | n | y | - | 43.5
109512 | 0161F0005S | COLLECTOR BOX | wtbn | - | - | - | hfprt | parts | furn | furnace | mis | par | 2025-12-29 | 2025-12-29 00:00:00 | gas | 2025-12-29 |  | goodman | - | n | y | - | 49.33
532416 | CAP050000370VAP | CAPACITOR | wtbn | - | - | - | hfprt | parts | furn | furnace | cpr | par | 2025-12-29 | 2025-12-29 00:00:00 | gas | 2025-12-29 |  | 149.00/hr | - | n | y | - | 23.11
867578 | 62-24141-05K | Direct Spark Ignition (DSI) | wtbn | - | - | - | hfprt | parts | furn | furnace | eli | inv | 2025-12-31 | 2025-12-31 00:00:00 | gas | 2025-12-31 |  | rheem | - | n | y | - | 21.21
078602 | 415-451167-00 | HEAT TRAP OUTLET INSERT | wtbn | - | - | - | whprt | parts | wh | water heater | mis | par | 2026-01-08 | 2026-01-08 00:00:00 | gas | 2026-01-08 |  | - | - | n | y | - | 13.37
460318 | 415-45167-00 | HEAT TRAP OUTLET INSER | wtbn | - | - | - | whprt | parts | wh | water heater | mis | par | 2026-01-08 | 2026-01-08 00:00:00 | gas | 2026-01-08 |  | - | - | n | y | - | 13.37
108099 | STM-018-070 | SOLENOID VALVE ACU-5-DH | wtbn | - | - | - | hmprt | parts | humid | iaq humidifier | mis | par | 2026-01-09 | 2026-01-09 00:00:00 | gas | 2026-01-09 |  | thermolec | - | n | y | - | 90